## INSTRUCTIONS
No | Item Description
INSTRUCTIONS
Names of Parties
1 | The Employer is: Transmission Company of Nigeria.
2 | The Architect
3 | The Quantity Surveyor
4 | The Structural Consultant
5 | The Mechanical Consultant
6 | The Electrical Consultant
Site Location
7 | The Site is located at : Ikeja-West, Lagos
Site Visit
8 | The Contractor is deemed to have visited the site, inspected and made himself thoroughly and completely informed as to the conditions of the site in its present state, the nature of the building and the full extent and character of the rehabilitation and conversion Works to be executed, means of access and storage space, protection and safety precautions, the conditions affecting the supply of labour and the availability and supply of water, telephone and electricity and the like. No claim for extra payment above the Contract Sum will be allowed to the Contractor for want of knowledge of any conditions affecting the execution of the Works.
A geological report has been prepared and is available for inspection at the Consultant's office
Scope of Works
9 | Construction of New Wing (ADMIN), Rehablitation of Existing Control Center Benin and External works as shown in the Consultant's drawings and described in these Bills of Quantities. The Contractor is to allow any sum herein in respect of the scope or nature of the Works.
10 | The pricing, and totalling of these Bills of Quantities is to be in INK throughout and is to be in Nigerian currency. The Contractor is deemed to have included in his tender for the obligations and requirements in the Bills of Quantities whether or not he has priced all the items therein. The quantities set out in the Bills of Quantities are all and each of the items comprised in the Contract are subject to remeasurement. The Bills of Quantities shall not be used for ordering materials. The Contractor is deemed to have included for complying with these provisions.
Definitions
11 | The terms herein below set forth shall have the meanings set forth severally against them:-
i. | "Contractor" - means the person or persons, partnership, firm or company who has or have heirs, successors, executors, assigns and duly appointed representatives.
ii. | "Works" - shall mean all or any portion of the work, materials, articles, etc., to be used in the execution of the Contract including any sub-contract works.
iii. | "Approved" - means the approval of the Consultant and is to be given in writing.
iv. | "Directed" - means directed by the Consultant.
v. | "Allow" 'Provide" or "Include" - means that the Contractor is to allow in his Tender for all the obligations and requirements to which the item refers.
vi. | "Supplied by the Employer" - means that the material or component will be supplied by the Employer free of charge to the Contractor
vii. | "Sub-Contractor" - shall mean the person or persons firm or company appointed by the "Contractor" to undertake specialist works following nomination by the Consultant.
viii. | "BS or "BSS" - means British Standard Specification current three months before date of tender unless otherwise stated.
ix. | "C.P." - means British Standard Code of Practice current three months before date of tender unless otherwise stated.
x. | "Similar", "Equal" - means that the item referred to shall be subject to the decision of the Consultant.
Drawings
12 | The Contractor shall check the whole of the dimensions on site and if any discrepancy is found between the drawings and condition on site, he shall notify the Consultant immediately and request instructions.
13 | The Contractor shall provide and do everything necessary for the proper execution of the Works according to true intent and meaning of the drawings and specification whether the same may or may not be particularly shown on the drawings, provided that the same is reasonably to be inferred therefrom. Figured dimensions are to be followed in all instances, scaled dimensions shall not be used.
14 | The Contractor shall allow here for keeping two complete sets of all drawings in a suitable filing system on site and keeping them and replacing faded sets on site throughout the duration of the Contract. Additional sets may be provided to the Contractor at cost of printing and delivery.
15 | The Contractor is to give adequate notice in writing to the Consultant with regard to instructions or clarification of details, drawings and the like.
16 | Before any work is commenced by Sub-Contractors, dimensions and levels shall be checked on the site and agreed with the Sub-Contractors irrespective of the comparable dimensions shown on the drawings. The Contractor shall be responsible for the accuracy of the dimensions. All dimensions indicated on drawings are intended to be finished dimensions. The Contractor shall be responsible for the accurate positioning of the builder's work items required in connection with the systems and services installations information supplied by the Sub-Contractors.
17 | The dimensions specified for pipes and tubes refer to the internal or external dimensions as designed in the appropriate B.S.S.
18 | The thickness specified for filling, hardcore and pitching shall refer to the finished thickness after consolidation.
Tolerances on components
19 | Tolerances shown on the drawings or stated in other Contract Documents are the maximum deviations in size, position or shape allowed for in the design components, their assembly, jointing and fixing.
20 | The Contractor shall be responsible for ensuring that there is an adequate exchange of information with and between all Sub-Contractors as to the sizes of components, openings, and of related positional constraints.
21 | The Contractor shall be responsible for checking dimensions of components following delivery to site and shall draw the Consultant's attention to any departure from specified design or manufacturing tolerances.
22 | The Contractor shall adjust the positions of components and/or the size of the joints within their respective specified limits so that adverse results caused by an accumulation of individual acceptable tolerances is avoided. Where, in spite of such adjustments, adverse effects cannot be avoided, the Contractor shall immediately inform the Consultant and seek his instructions.
Covering up work
23 | The Contractor must give at least seven days notice to the Consultant and Quantity Surveyor before covering up any of the work in foundations and drains in order that inspection and measurement may be taken of the works as executed and in the event of the Contractor failing to provide such notice, he is to uncover as required, to allow the measurements to be taken and afterwards to reinstate at his own expense.
Opening up
24 | The Contractor shall, at the request of the Consultant, open up for inspection any work covered up, and should the Contractor refuse or fail to comply with such request, the Consultant may employ other workmen to open up same. If the said work has been covered up in contravention of the Consultant's instructions and if on being opened up it be found not in accordance with the drawings or instructions of the Consultant, the expenses of opening up and covering up again, whether done by the Contractor or other workmen, shall be borne by or be recoverable from the Contractor and may be deducted from the Contract Sum.
25 | The Contractor shall allow for all reinforcement to be inspected by the Consultant before pouring of concrete.
Temporary Buildings
26 | No part of the works shall be used for storage of materials or Contractor's accommodation without the Consultant's prior approval.
27 | Location proposals for all temporary buildings shall be submitted to the Consultant for approval prior to construction.
Survey beacons, bench marks, etc.
28 | Survey beacons, bench marks, etc., on or around the site shall not be disturbed unless permission has first been obtained from the Survey Department and the Edo State Development and Property Corporation.
Temporary Services
29 | The Contractor shall ensure that all temporary electrical, water and other installations are executed in accordance with the requirements of the Authorities concerned.
Water
30 | The Contractor shall ensure that all necessary applications are made and all charges are paid in respect of permanent water supply to ensure that connections are effected in good time so as not to delay the completion of the works.
Program and Phasing
31 | The program shall also show separately and in the same detail each Nominated Sub-Contractor's and Supplier's works, time for preparation and approval of Nominated Sub-Contractors and Supplier's drawings, manufacture of goods, and carrying out of the works on site including the commissioning of all installed plant and equipment.
32 | The program shall make due allowance for time normally lost through national or local holidays for work people, weather conditions etc., or other events likely to have a bearing on the execution of the Contract. If the Contractor's plans to work hours in excess of normal working hours, all costs and expenses shall be deemed to have been included in the rates in the Bills of Quantities. If the progress of the works varies with the times indicated by the program, the Contractor shall review the program and reschedule the outstanding activities with a view to achieving the Date for Completion.
Articles of antiquity
33 | Any finds made on the site such as articles of antiquity, coins, fossils or other articles of interest or value shall be immediately delivered to the Consultant and shall be deemed to be the property of the Federal Government of Nigeria.
Ordering of Materials
34 | Upon receipt of the order to commence the Works or immediately the site is handed over to the Contractor, the Contractor shall immediately place orders for all the required materials and will be held responsible for any delays occurring due to the late placing of the of such orders.
35 | The Contractor shall, if so requested by the Consultant, make available to him all documents in connection with the ordering of materials for the Works, showing agreed delivery dates, sources of supply and the like.
36 | If upon receiving quotations for any materials required for the Works, it appears that delivery by the dates quoted will delay the Works, the Contractor shall inform the Consultant of this fact before the orders are confirmed.
37 | The Contractor shall draw the attention of the Consultant to all items requiring his nomination, selection of colours and the like, within a minimum of fourteen days before such nomination, selection of colours, and the like becomes necessary to ensure normal progress of the Works.
Time and Progress
38 | The Contractor's attention is drawn to his responsibility for detailed co-ordination of all work undertaken by Sub-Contractors to ensure that all systems and services are properly integrated with one another and with the detail of the building. The Contractor shall employ a competent person to perform this function and to ensure that installation drawings are fully co-ordinated before submission to the Consultant for comment. The Contractor is required to arrange suitable programs with his Sub-Contractors and to check regularly that such programs are adhered to.
39 | Where delays arise in connection with any or all of the Sub-Contract Works, the Contractor will be expected to have been aware of such at an early stage and to have taken the appropriate action defined in the sub-contract documents by the giving of such notice as may be required in preparation for the determination of the sub-contractor's employment under the sub-contract. Determination shall not be effected without prior consent of the Consultant but requests for extension of the completion period on the grounds of delay by Sub-Contractors will not be considered unless the Contractor can establish that he has complied with the foregoing requirements.
Materials found on the site
40 | Any sand, laterite, gravel or other building materials discovered on the site shall be the property of the Employer and shall not be used in the construction of the Works without prior written consent of the Consultant. The market price of the materials so used shall be allowed to the Employer by the Contractor and the Contract Sum adjusted accordingly.
Prevention of nuisance, trespass etc.
41 | Private or Public property outside the site shall not be encroached upon for the purpose of dumping materials, opening pits, making roads or ditches or any other purpose.
42 | The Contractor shall prevent any trespass by his workmen and sub-contractors' employees, on the adjoining owner's property.
43 | The Contractor shall provide for taking reasonable precautions to prevent the spread or dust from site building operations to adjacent structures in any existing buildings.
44 | In dry season he must prevent the road surface from becoming dusty and must control the speed of all vehicles using the site and approach roads. The observance of this clause by the Contractor may be vital to the safety of the public accordingly.
45 | At all times the Contractor shall consider the working of the existing buildings on and within the close vicinity of the Site and must keep noise to a minimum.
46 | All mechanical equipment must be fitted with sound reducing appliances wherever practicable and electrically powered where the choice permits.
47 | The contractor must discuss his proposals regarding the use of noisy plant such as compressors, drills, vibrators, saws etc, with the Consultant in order that the use of these may not unduly affect the occupants of adjoining buildings. Advance warning of operations likely to cause abnormal noise should be given in order that the Employer can make arrangements accordingly.
Access for Workmen
48 | The Contractor shall at all times give access to workmen employed by the Employer or by Local or other authorities or other parties employed on the Site, and allow such parties use of normal scaffolding, hoists and ladders, water and lighting, etc.
Delays
49 | The Contractor will be deemed to have made an allowance for any delay caused by difficulty in obtaining labour and materials, or by suspension of part or the whole of the Works due to adverse weather conditions normally encountered during the seasons of the year. No claim for extension of time for delay caused by the rejection of bad workmanship or materials by the Consultant will be entertained.
Overtime and completion
50 | The whole of the Works are to be completed by the time stated in the Contract and no addition to amounts properly payable to the Contractor in accordance with the Conditions of Contract will be allowed in respect of overtime paid to achieve this.
51 | In the event of the Works falling behind program for reasons other than those which would entitle the Contractor to an extension of time under the Conditions of Contract, then the Contractor shall if so instructed by the Consultant, arrange, at no extra cost, double-shift working on the site until such time as progress on the site is in accordance with the program.
52 | If overtime is specifically ordered in writing by the Consultant in respect of extra works, the net extra cost, over and above normal daily rates, will be paid to the Contractor, any other overtime worked will be at the Contractor's expense.
Dismissal by request
53 | The Contractor shall, on the written request of the Consultant or his representative on the site, immediately dismiss from the Works any persons employed by him thereon who may, in the opinion of the Consultant, be incompetent or misconducts himself and such person shall not again be employed on the Works without the written permission of the Consultant.
Prime Cost Sums
54 | The following items in connection with Prime Cost (P.C.) Sums are in addition to the Contractor's obligations described elsewhere (for example, provision of scaffolding, etc).
55 | All PC Sums shall be expended as the Consultant may direct or they may be paid to the tradesman selected by the Consultant, or they may be entirely deducted as the Consultant may decide. In the event of the Contractor failing to pay the tradesmen concerned promptly the Employer may pay all or any portion of such adjusted P.C. Sums direct and deduct the same from the Contract Sum or any sums due or to become due to the Contractor, as applicable.
56 | The Contractor shall allow for checking Nominated Suppliers' quotations before placing orders in respect of P.C. Sums and shall be solely responsible for ensuring that all materials so ordered are sufficient and correct in quantity and contain due allowance for waste, shrinkage, etc.
57 | The Contractor shall allow for checking all materials supplied by Nominated Suppliers at the time of receipt on the site, unpacking, re-packing and taking all necessary action in respect of insurance claims and the re-ordering of broken or damaged articles.
58 | The Contractor shall allow for checking all Nominated Suppliers invoices.
59 | Receipted vouchers for all articles for which P.C. Sums are included in the Bills of Quantities must be produced at the final settlement of accounts and the Final Certificate will not be issued until such receipts have been produced.
60 | Where the Contractor is required to FIX ONLY materials supplied by Nominated Suppliers or others, the rates inserted in the Bills of Quantities are allow for taking delivery, unloading on the site, handling, checking, stacking, storing and protecting until required, assembling all component parts as necessary and placing in position for fixing, as well as fixing.
61 | Where the term "Attendance" is used in the Bills of Quantities in connection with Nominated Sub-Contractor's work, or work executed by others, the Contractor shall allow for taking delivery of all materials when delivered to the site, providing scaffolding, access roads, hardstandings, positioning, storage, power (whether single or three phase of whatever voltage), lighting, water, meeting and maintaining temperature and humidity requirements, etc as required. `Attendance' is also deemed to include providing scaffolding, three-phase power, and all other attendance required as may be deemed "other attendance" as defined in clause A51/1 of the Standard Method of Measurement of Building Works, seventh edition. The Contractor shall also allow, in his price for attendance, for the carrying out of all "builder's work" necessary for the successful execution of all Sub-Contract Works, including, but not limited to, excavating and backfilling trenches, cutting or forming mortises, chases, holes and the like and the making good after.
62 | The Contractor shall afford the maximum co-operation in arranging that builders work is carried out to suit the Sub-Contractors and to suit the overall progress requirements of the Works. The Contractor shall bear any additional costs that may arise through lack of co-ordination between Sub-Contract and Main Contract Works. (Deviation from the Standard Method of Measurement)
Provisional Sums
63 | The term `Provisional Sum' in the Bills of Quantities indicates a sum of money allowed to cover the cost of a portion of the Works, the extent or nature of which is not known at the time of preparing the Bills of Quantities, or which cannot be determined accurately until the Works are executed.
64 | Provisional Sums shall be expended solely as directed by the Consultant and may be deducted in whole or in part if not required.
65 | Work executed against Provisional Sums shall be measured and valued in accordance with the Conditions of Contract with the exception that the cost of materials falling within the scope of P.C. Sums elsewhere in the Bills of Quantities will be offset against those P.C. Sums.
Variations
66 | The Contractor shall not commence work on any variation unless such instructions are made in writing and authorized by the Consultant
Scaffolding and plant
67 | The Contractor is particularly to note that scaffolding, staging and the like is to be provided both for the execution of his own work and that of Sub-Contractors including that required solely for the execution of work by Sub-Contractors.
68 | Allow for providing all gangways, planking, decking, temporary platforms, etc., necessary to construct and afford access to or between all parts of the Works.
Records
69 | In the event of adjustments arising under the Conditions of Contract, the Contractor shall submit monthly, fully priced out and totalled, statements showing the total adjustment claimed, together with separate sheets relating individually to the various Sub-Contractors as may be relevant.
70 | The Contractor is to keep an accurate record, with dates, of the weather, temperature, and other events influencing the progress and quality of the Works.
71 | A record of visitors to the site shall be maintained.
72 | The Contractor is to supply the Consultant such information as he may require in connection with the Works, including a statement showing the number of men employed in all trades daily, and delivery notes for all materials.
73 | The Person-in-Charge shall complete each week a copy of the `Works Weekly Report Sheet' or other similar data sheet issued by the Consultant and submit the same to the Consultant at the end of the week following.
Conditions of Contract
74 | The Contractor is deemed to have carefully examined the Conditions of Contract in these Bills of Quantities and included herein a price against all the obligations and liabilities. The Conditions of Contract are the Standard Form of Building Contract in Nigeria for use with quantities severally amended to suit local conditions and the peculiarities of the Works.
75 | Allow for complying with the requirements of the following clauses:
Clause Nr
1 | Contractor's obligations
2 | Consultant's instructions
3 | Contract documents
4 | Levels and setting out of the Works
Working Hours
76 | The hours for working on the site will be the normal daylight working hours from Monday to Saturady inclusive. Should the Contractor propose to carry out portions of the work at times other than during normal working hours he must first obtain the consent of the Consultant in writing, such consent will not be unreasonably withheld. If the Contractor does carry out works on the site at times other than normal working hours he does so entirely at his own risk of causing private or public nuisance, and no claim for extension to the Contract period or monetary compensation will be entertained because of his inability through any cause whatsoever to carry out such works at such times.
Sub-Contractors Drawings
77 | Prior to commencement of Sub-Contract Works or specialist supplied installations, the Contractor shall arrange for three copies of all shop installation drawings to be issued to the Consultant.
Protection of the Works
78 | During inclement weather the Contractor shall suspend such parts of the Works for such time as may be necessary to avoid damage and shall protect from injury all works then in the course of execution.
Advertisements
79 | The Contractor shall not display, or permit the display of any advertisement within the boundaries of the site or upon any temporary fencing, hoardings, plant, etc., save upon the written instructions and/or permission of the Consultant.
Commissioning
80 | Commissioning of all services and plant and equipment shall include final testing, balancing, regulating, proving and setting to work to the Consultant's satisfaction.
Defects after completion
81 | Allow for inspecting the Works at the end of the defects liability period and for making good all defects in accordance with the Conditions of Contract. Allow for inspecting and making good such defects as may be of an urgent nature during the defects liability period.
Name Boards
82 | The site board shall show the title of the project, names and addresses of the Consultants, Contractor and any Nominated Sub-Contractors/Suppliers, and such other information as may be required by the Consultant who shall provide and/or approve the design layout and colours of the board. Lettering shall be `cut out' plywood or plastic of an approved thickness and shall be 100mm high for the main title, and 50mm or 38mm elsewhere. The whole board shall be maintained in good conditions, repainted when necessary, and removed when instructed by the Consultant.
83 | A combined Contractor's and Sub-Contractor's name board may be exhibited on the site subject to approval by the Consultant, and at the Contractor's own cost, but no other name board or advertisement will be allowed to be exhibited on any part of the site unless permission in writing has first been obtained from the Consultant, who reserves the right to prohibit any or all such notices.
84 | Provide all necessary direction indicator boards as may be required for the guidance of Contractors and Sub-Contractors employees. Maintain such notices and clear away at completion.
Drying the Buildings
85 | The Contractor shall be responsible for ensuring that the Works are properly dried out and the humidity controlled to enable his own and the Nominated Sub-Contractors' work be executed at proper times and that the finishings and fittings etc., are safeguarded against damage.
86 | Drying out shall be accomplished by natural ventilation as far as possible until such time as the plaster and glazing is complete, thereafter the permanent cooling and ventilating installation may be used if permission is obtained from the Consultant.
87 | Notwithstanding any other clauses in connection with this in the Standard Method of Measurement, the Contractor shall pay all costs in connection with drying out the buildings.
88 | The Contractor shall allow here for the provision of all attendance and additional insurance necessitated by compliance with this clause.
89 | The Contractor shall allow for overhauling the cooling and ventilating installation as required by the Consultant prior to the date of Practical Completion ready for handing over to the Employer.
90 | The Contractor shall allow, in addition, for the provision of cooling as may be necessary to maintain and safeguard all works until the date of Practical Completion.
Fire Precautions
91 | The Contractor shall ensure that adequate access to buildings is provided and maintained for the use of fire appliances by the fire brigade and that as soon as practicable adequate water supply is available.
92 | Scrap timber, cement sacks and other combustible building debris should be collected and disposed of at regular intervals.
93 | Bulk quantities of inflammable material shall be stored in a properly constructed store of fire resisting material adequately ventilated at high and low levels. The store shall be marked "Danger - Highly Inflammable Materials - No Smoking or Naked Lights within 6 metres".
94 | Boilers for heating bitumen, etc, shall be safely located outside in the open and never placed on a combustible roof or floor.
95 | The exhausts or petrol powered equipment such as air compressors, hoists, pumps and mixers shall be so located that they discharge well away from combustible material. Engines should be shut off during refuelling operations. It is especially desirable that electrically driven or air operated equipment should be used in underground operations or inside buildings.
96 | Gas cylinders not in use for welding, cutting or heating equipment should be stored in a properly constructed fire resisting store adequately ventilated direct to open air. Full cylinders should be stored in a separate store from that for empty cylinders and suitably indicated. Cylinders of different types of gas shall be stored separately and clearly marked. It is essential that all empty cylinders be removed to store immediately after use.
97 | Cutting or welding shall not be performed where an open flame would be dangerous or where sparks could ignite tarpaulins etc., or where there is a possibility of inflammable vapours being present.
98 | Smoking and naked lights should be prohibited within storage areas and prominent notices to this effect should be posted.
99 | Adequate supplies of water for fire fighting purposes and suitable portable extinguishers should be available at all storage sites.
100 | Temporary hutments and storage areas shall be provided with 2 gallon soda/acid or water gas expelled extinguishers, suitably positioned and readily available for use. Carbon Dioxide extinguishers should be provided for the protection of electrical risks on site.
101 | The Contractor must allow facilities for any visits the fire office may make to inspect the site and building to ensure that the foregoing precautions are taken and the Contractor shall comply with any reasonable requests made by the fire officer.
Record Drawings
102 | Record drawings of the mechanical, electrical and other specialist services installations will be produced by the Sub-Contractors and handed directly to the Consultant.
103 | The Contractor is to prepare record drawings of the rainwater installation and the whole of the drainage installation both external and under the buildings and he is to obtain from the mechanical services Sub-Contractor the necessary information on any drainage under the buildings for embodying in his overall set of drawings.
Imported Materials
104 | Where materials are to be supplied from outside Nigeria the cost of such materials C & F Apapa Docks together with Marine Insurance, landing charges, duty and other Government taxes will be set against the P.C. or Provisional Sum included in the Bills of Quantities. The Contractor will be required to collect and clear the materials from Apapa Docks, handle, load and transport them to the site and will be responsible for any loss or damage to the materials after they are landed. (Deviation from the Standard Method of Measurement)

## PRELIMINARIES - BILL NR 1
No | Item Description |  |  | Amount
BILL NR. 1 - PRELIMINARIES AND GENERAL ITEMS
Bills of Quantities
Licenses
1 | The Contractor shall make all arrangements for the issue of any licenses, permits, etc, required for the execution of the Works as far as the supply of labour and materials are concerned and to obtain necessary permits and complete and lodge all forms which may be required all at his own expense and he is deemed to have made due allowance therefore in his tender. | Lot |  | 500000
Site Accommodation
2 | Allow for providing suitable weatherproof and secure office accommodation on site for the Person-in-Charge and other site staff and include for providing necessary furniture and lighting and clearing away on completion. | Lot
3 | Allow for providing temporary huts for watchmen complete with lighting and necessary furniture and clear away on completion. | Lot
4 | Allow for providing suitable site office to the Consultant's approval, for the Employer's Representatives/Consultants on site, also for furniture, lighting, air conditioning, sanitary facilities, etc. The accommodation shall be maintained throughout the period of the works, temporary drainage shall be maintained in good condition, and the whole shall be cleared away and the Site made good on completion. | Lot
5 | Allow for provision of all gas, water, telephone lines and electricity required. | Lot
Temporary Buildings
(As described in items 26 and 27 in the preliminary sheet)
6 | Allow for providing and maintaining all necessary temporary buildings for storage and protection of goods and materials on site and other work that may be brought to or executed on the site, including the tools and materials of Sub-Contractors, and remove on completion. Sheds for the storage of cement shall be constructed in accordance with the requirements described in the Trade Preambles for Concrete Work. | Lot
Setting Out
7 | The Contractor shall be responsible for the accurate setting out of the Works including works undertaken by the Sub-Contractors and is to include for providing all pegs, templates, instruments and labour necessary for so doing. The Consultant shall be allowed the free use of the instruments and labour as he may require. | Lot
|  | To collection : |  | 500000
Electricity
8 | Allow for providing all temporary lighting and power for the Works including that for use by Sub-Contractors, paying all fees and charges and providing all necessary temporary mains and/or temporary generators and clearing away and making good at completion. | Lot
Water
(As described in item 30 in the preliminary sheet)
9 | Allow for providing all water required for the Works including that for Sub-Contractors. The water is to be clean fresh water free from injurious oils, chemicals, vegetable matter or organic or other impurities.
10 | Allow for executing all temporary arrangements, plumbing and paying fees and charges incurred in the connection and supply of the water for building purposes and the removal of all temporary plumbing on completion. | Lot
Watching and Lighting
11 | Allow for providing all necessary guards, day and night watchmen and lighting for the protection of the Works and the safety of the public. | Lot
Temporary Fencing, Access Roads and Workshops
12 | Allow for temporary security fencing to the perimeter of the Site to the Consultant's approval; maintain and clear away and make good at project completion. | Lot
13 | Allow for providing temporary access roads, crossovers, gangways, entrance and security gates, sheds and workshops necessary for the execution of the Works, and for the use of workmen employed on the site, and maintaining and subsequently dismantling and carting away on completion and allow for providing and maintaining welfare and safety measures and amenities of a suitable standard approved by the Consultant or required by the Authorities. | Lot
Hoardings and Barriers
14 | Allow for providing all gantries, hoardings, guard rails, barriers, or any other form of special protection to all sides of the buildings and site as necessary to protect adjoining property, persons, animals, vehicles, and the like from injury, and remove when no longer required or when instructed by the Consultant and make good any damage. | Lot
|  | To collection : |  | 0
First Aid Box
15 | The Contractor is to provide on site a First Aid Box or Cupboard prominently marked with the words FIRST AID for the purpose of treating any of his employees injured on site. The contents of this box are to comply in all respects with the Factories Ordinance and shall include, but shall not be limited to, a snake bite serum kit. The Contractor is to ensure that there is adequate stock in the First Aid Box which is to be produced and opened for the inspection of the Consultant on request. | Lot
Program and Phasing
(As described in items 31 and 32 in the instruction sheet)
16 | Allow for providing with this tender, four copies of the outline program in accordance with which he proposes to execute the Works. Within a further two weeks, he shall submit the detailed program of construction for the whole of the Works to the Consultant. The program shall be detailed to show separately each building section and main elements of the works and the dates of commencement and completion of each operation. | Lot
Time and Progress
(As described in items 38 and 39 in the instruction sheet)
17 | The Contractor shall arrange for his representative to attend site meetings as and when reasonably required by the Consultant and shall provide all necessary facilities for such meetings. | Lot
Progress photographs
18 | The Contractor shall allow in his tender for five sets each of coloured progress photographs to be delivered to the Consultant or his appointed representative; the intervals, numbers and sizes of the photographs being as directed by the Consultant. The Contractor shall also provide for one set of coloured progress photographs to be pasted on a notice board, also to be provided by the Contractor, located in the Consultants' Site Office, and under which shall each be placed an inscription showing the date and location of each photograph. | Lot
Project Vehicle
19 | Allow for the purchase of a Toyoto Corolla 2020 model for Project Team vehicle | Lot
|  | To collection : |  | 0
Existing Installations
20 | Allow for protecting and maintaining all pipes, ducts and cables met in excavations, for keeping all ditches, gullies and channels clear and unobstructed and for making good any damage caused to public or private roads, paths, kerbs and drains and paying all costs and charges incurred. | Lot
Temporary stormwater drainage
21 | Allow for ensuring that the whole of the site is kept free from the risk of stormwater flooding and providing such temporary ditches, gullies and the like as may be necessary and for subsequently backfilling such excavations and making good. Any damage arising from non-compliance with this clause is to be made good at the Contractor's own expense. | Lot
Prevention of nuisance, trespass etc.
(As described in items 41 - 47 in the instruction sheet)
22 | Allow for taking all necessary precautions with regard to the order and method of execution of the work to avoid causing disturbance or nuisance to the users and occupiers of existing buildings and premises adjacent to the Works and for complying with any directions of the Consultant in this respect. | Lot
23 | The Contractor shall erect dust screens, keep the works damp and clear away rubble etc, as it accumulates and shall warn the Consultant of any particular dust hazards before he starts any work in question. | Lot
Scaffolding and plant
(As described in items 67 and 68 in the instruction sheet)
24 | Allow for providing all scaffolding, hoists, tackle and other plant, profiles, templates, centering, and equipment generally required for the proper, safe and efficient execution of the Works including Sub-Contract Works, and providing all labour, materials, and equipment required by the Consultant for testing and measuring the Works, and for weighing, measuring and testing the efficiency of any portion of the Works. (Deviation from the Standard Method of Measurement) | Lot
Records
(As described in items 69 - 73 in the instruction sheet)
25 | Allow for keeping such books, accounts and other documents and records as necessary to show the increase in costs incurred or the reductions obtained under the Conditions of Contract and furnishing such books, accounts, documents and records to the Quantity Surveyor or other person authorized to receive them at monthly intervals or as requested throughout the duration of the Contract. | Lot
|  | To collection : |  | 0
Welfare and Safety
26 | Allow for providing adequate latrine accommodation and keeping the same in a clean and sanitary condition, and cleaning and thoroughly deodorizing frequently to the satisfaction of the Health Authorities. All such accommodation is to be cleared away upon project completion, and the Site deodorized or treated as may be directed by the Consultant. | Lot
Clause Nr
As described in Clause Nr 1 - 4 on the instruction sheet
1 | Statutory obligations, notices, fees and charges. The Contractor should allow here or in his rates for any fees and charges legally demandable under this clause. | Lot
2 | Materials, goods and workmanship to conform to description, testing and inspection. | Lot
3 | The Contractor should allow here or in his rates for testing fees incurred in testing materials which are proven to be in accordance with this Contract. | Lot
Protection of the Works
As described in item 78 on the instruction sheet
27 | Allow for covering up and protecting from injury from weather or from any cause all new work, also for supplying all temporary doors, protection to windows and any other requisite protection for the whole of the Works executed whether by the Contractor or special tradesmen or Sub-Contractors and any damage caused must be made good by the Contractor at his own expense. (Deviation from the Standard Method of Measurement) | Lot
Tests and samples
28 | Allow for carrying out tests of any materials, either before or after use in the Works and for providing samples of all materials and specimens of colours for approval as required by the Consultant before use or application in the Works. | Lot
|  | To collection : |  | 0
Clearing and cleaning on completion
29 | Allow for clearing away all shavings, cuttings and other rubbish as it accumulates from time to time during the progress of the Works and at completion, including that of Sub-Contractors and special tradesmen engaged by the Employer, and the disposal of all materials condemned by the Consultant or his representative.
30 | Allow for cleaning down the whole of the premises including cleaning glass both sides and cleaning all floors, pavings, metalwork, finishings and fittings, including sanitary fittings, throughout, touching up generally and removing all stains, dirt and surplus materials and rubbish and leaving the Works and Site in a clean and tidy condition and ready for immediate use, with all damage to property, roads, paths and drains, etc., made good to the satisfaction of the Consultant. | Lot
Name Boards
As described in item 82 - 84 on the instruction sheet
31 | Provide and erect a site board in a design approved by the Consultant, and in a location to be determined by the Consultant, insofar as such location does not violate the rules, regulations or bye-laws of any Local or other authority, excepting that should placement of the said site board require payment of a fee, charge or rate to any Local or other authority the Contractor is deemed to have allowed for the same. | Lot
32 | All costs in respect of the name board which shall be maintained and kept in good order at all times shall be borne by the Contractor. | Lot
|  | To collection : |  | 0
COLLECTION
PRELIMINARIES AND GENERAL CLAUSES
|  |  | Page 1/1 | 500000
|  |  | Page 1/2 | 0
|  |  | Page 1/3 | 0
|  |  | Page 1/4 | 0
|  |  | Page 1/5 | 0
|  |  | Page 1/6 | 0
|  | Carried Forward |  | 500000
Preliminaries and General Clauses Carreid to General Summary

## EXTENSION - BILL NR 2
No | Item Description | Qty | Unit | Rate | Amount
BILL NR. 2 - EXTENSION OF REGIONAL CONTROL CENTER
SUBSTRUCTURE/RETAINING WALL/BASEMENT
GROUNDWORK
INFORMATION [All Provisional]
Nature and location of the work
The work in this section comprises:
(i) Excavations, trenches, pits and the likes, concrete work, waterproofing, earth filling, and all other ancillary works associated with strip/pad foundation up to and including ground floor slab. (ii) All concrete works are provisional quantities in this section
D20: EXCAVATING AND FILLING
Excavating
Top soil for preservation
A | average 150mm deep | 1355 | m2 |  | 0
Trenches width exceeding 300mm
B | maximum depth not exceeding 150mm; commencing surface 1000mm below existing ground level | 481 | m3 |  | 0
Pits; for isolated concrete foundation;
C | maximum depth not exceeding 150mm; commencing surface 1000mm below existing ground level | 60 | m3 |  | 0
Disposal of excavated material
D | off site | 278 | m3 |  | 0
Excavated material arising from excavation
Filling to excavation
E | average thickness exceeding 0.25m | 263 | m3 |  | 0
|  | To collection : |  |  | 0
Selected excavated laterite material obtained from offsite borrow pits
Filling to excavation; depositing in layers 150mm maximum thickness
A | average thickness exceeding 250mm | 256 | m3 |  | 0
Hardcore to be obtained from off-site;
Filling to make up levels; depositing in layers 150mm maximum thickness
B | average thickness not exceeding 150mm | 171 | m3 |  | 0
Termite treatmment
C | dieldrex 20" or other equal and approved anti-termite solution to sides and bottom of excavtions | 1902 | m2 |  | 0
E IN - SITU CONCRETE
E10: MIXING/ CASTING/ CURING/ IN-SITU CONCRETE
Plain in-situ concrete; mix 1:10, 20 aggregate; blinding
Isolated foundations; bases, foundations and beds
D | not exceeding 150mm thick; poured on earth surfaces | 18 | m3 |  | 0
|  | To collection : |  |  | 0
Plain in-situ concrete; B.S.5328, designed mix C25, 20 aggregate, minimum cement content 310 kg/m3; vibrated
Isolated foundations; poured on blinding
A | generally; 150 - 450mm thick | 0 | m3 |  | 0
Reinforced in-situ concrete; B.S.5328, designed mix C25, 20 aggregate, minimum cement content 310 kg/m3; vibrated
Isolated foundations; bases
B | generally; 250 - 500mm thick | 18 | m3 |  | 0
Beds
C | ground slabs; thickness 150-450mm thick | 238 | m3 |  | 0
Columns
D | generally; in foundations | 7 | m3 |  | 0
Ground beams
E | generally; in foundations | 236 | m3 |  | 0
E20: FORMWORK FOR IN-SITU CONCRETE
Sawn formwork to:
Sides of foundations : plain vertical.
F | column bases; height 250 - 500mm high | 43 | m2 |  | 0
Columns; isolated
G | regular shaped; rectangular in foundations | 89 | m2 |  | 0
Ground beams; isolated
H | sides ; rectangular | 1351 | m2 |  | 0
Beds
J | height not exceeding 250mm | 208 | m |  | 0
|  | To collection : |  |  | 0
E30: REINFORCEMENT FOR IN-SITU CONCRETE
Reinforcement bars; B.S.4449, hot rolled deformed high yield steel
Straight and bent
in column bases
A | 16mm diameter | 1.1 | t |  | 0
in columns
B | 16mm diameter | 1.72 | t |  | 0
in ground floor beams
C | 25mm diameter | 7.74 | t |  | 0
D | 20mm diameter | 20.7 | t |  | 0
E | 16mm diameter | 7.3 | t |  | 0
Links
in columns
F | 10mm diameter | 0.4 | t |  | 0
in ground floor beams
G | 10mm diameter | 4.52 | t |  | 0
Reinforcement fabric; B.S.4483, hard drawn plain round steel; welded
Reference A192, weight 2.22kg/m2 measured net with minimum 300mm side laps; 300mm end laps
H | 1 layer; laid generally | 1584 | m2 |  | 0
|  | To collection : |  |  | 0
MASONRY
F10: BLOCK WALLING
Sandcrete hollow blockwork, bedded and jointed in cement and sand mortar (1:6)
Walls; filled solid with concrete grade 15
A | 230mm thick; stretcher bond | 0 | m2 |  | 0
BUILDING FABRIC SUNDRIES
P10: SUNDRY INSULATION/PROOFING WORK/ FIRE STOPS
Polythene sheeting, Visqueen 1000 gauge; 50mm thick welted lapped joints
Plain areas
B | horizontal; laid loose | 1584 | m2 |  | 0
18mm thick celotex or other approved joint filler set vertically or horizontally in concrete work including all necessry formwork
Expansion Joint
C | expansion joint filler | 14 | m2 |  | 0
ADDITIONAL WORK IN SUBSTRUCTURE
D | Allow a provisional sum of N3,500,000.00 (Three Million Five Hundred Thousand Naira Only) for unforseeing additional work in substructure to be expended as may be directed by the Architect |  | sum |  | 3500000
|  | To collection : |  |  | 3500000
Collection
SUBSTRUCTURE.
|  |  |  | Page 2/1 | 0
|  |  |  | Page 2/2 | 0
|  |  |  | Page 2/3 | 0
|  |  |  | Page 2/4 | 0
|  |  |  | Page 2/5 | 3500000
|  | To Extension of RCC collection : |  |  | 3500000
FRAMES AND UPPER FLOORS
E IN - SITU CONCRETE
INFORMATION
Nature and location of the work
The work in this section comprises
(i.) Reinforced concrete columns, beams, suspended floor slabs and associated works. (ii) All concrete are provisional quantities in this section (iii.) The Contractor is however referred to Structural Engineer's drawings for details and scope of the Works.
E10: MIXING/ CASTING/ CURING/ IN-SITU CONCRETE
Reinforced in-situ concrete; B.S.5328, designed mix C20, 20 aggregate, minimum cement content 310 kg/m3; vibrated
Slabs; suspended floor
A | thickness not exceeding 150mm | 48 | m3 | 0 | 0
Beams/ribs
B | attached | 103 | m3 | 0 | 0
Columns
C | generally | 46 | m3 | 0 | 0
E20: FORMWORK FOR IN-SITU CONCRETE
Sawn formwork to:
Horinzontal soffit of suspended slab;
D | regular shaped; rectangular; | 646 | m2 |  | 0
Edges of suspended slab; plain vertical
E | height not exceeding 250mm | 280 | m | 0 | 0
|  | To collection : |  |  | 0
Beam
A | regular shaped; rectangular; height to soffit not exceeding 3000mm | 587 | m2 | 0 | 0
Columns
B | regular shaped; rectangular | 626 | m2 | 0 | 0
E30: REINFORCEMENT FOR IN-SITU CONCRETE
Reinforcement bars; B.S.4449, hot rolled deformed high yield steel
Straight and bent
Slabs; suspended floor
C | 8mm diameter | 8.93 | t | 0 | 0
in columns
D | 20mm diameter | 0 | t | 0 | 0
E | 16mm diameter | 5.26 | t | 0 | 0
in floor beams/ribs
F | 25mm diameter | 0.73 | t | 0 | 0
G | 20mm diameter | 1.58 | t | 0 | 0
H | 16mm diameter | 3.02 | t | 0 | 0
J | 12mm diameter | 3.55 | t | 0 | 0
Links
10mm diameter
K | in beams/ribs | 3.6 | t | 0 | 0
L | in columns | 2.38 | t | 0 | 0
Poystyrene ribs
M | not exceeding 200mm high in slab | 646 | m2 |  | 0
|  | To collection : |  |  | 0
Collection
FRAME & UPPER FLOOR
|  |  |  | Page 2/6 | 0
|  |  |  | Page 2/7 | 0
|  | To Extension of RCC collection : |  |  | 0
STAIRCASES AND LIFT SHAFT
E IN - SITU CONCRETE
INFORMATION
Nature and location of the work
The work in this section comprises
(i.) Reinforced concrete staircases and associated works. (ii.) The Contractor is however referred to Structural Engineer's drawings for details and scope of the Works.
E10: MIXING/CASTING/CURING/IN-SITU CONCRETE
Reinforced in-situ concrete; B.S.5328, designed mix C20, 20 aggregate, minimum cement content 310 kg/m3; vibrated
Landing
A | generally | 2 | m3 | 0 | 0
Slopping soffit of stairs
B | generally | 6 | m3 | 0 | 0
Half landing beams
C | generally | 2 | m3 | 0 | 0
Steps
D | generally | 5 | m3 | 0 | 0
|  | To Collection : |  |  | 0
E20: FORMWORK FOR IN-SITU CONCRETE
Sawn formwork to:
Horinzontal soffit of landing
A | slab thickness not exceeding 200mm; height to soffit 1.50 - 3.00m | 10 | m2 | 0 | 0
Slopping soffit of stairs
B | slope exceeding 15 degrees | 30 | m2 | 0 | 0
Sides and soffit of half landing beams
C | plain vertical; regular in shape | 14 | m2 |  | 0
Edges of suspended landing; plain vertical
D | height not exceeding 250mm | 22 | m |  | 0
Steps; edges of risers, plain vertical
E | average height 150mm | 103 | m |  | 0
Raking string of steps
F | width not exceeding 250mm | 27 | m |  | 0
E30: REINFORCEMENT FOR IN-SITU CONCRETE
Reinforcement bars; B.S.4449, hot rolled deformed high yield steel
Straight and bent
in staircases generally
G | 12mm diameter | 1.04 | t | 0 | 0
in half landing beams
H | 16mm diameter | 0.14 | t | 0 | 0
Links
10mm diameter
J | in beams | 0.06 | t | 0 | 0
|  | To Collection : |  |  | 0
L31 METAL BALUSTRADES
A | Supply and fix 50mm diameter stainless steel hand rails fixed to 25mm diameter stainless steel balustrade 1055mm overall height to required specification and direction by the project Architect | 20 | m |  | 0
M10: SAND CEMENT/ CONCRETE/ SCREEDS/TOPPINGS
Mortar, cement and sand (1:3) beds and backings
25mm work to floor on concrete base
B | landing | 10 | m2 |  | 0
25mm work to treads on concrete base
C | width 300mm | 92 | m |  | 0
12mm work to plain risers on concrete base
D | height 150mm | 103 | m |  | 0
12mm work to skirting on wall
E | height 100mm | 28 | m |  | 0
M40: STONE/ CONCRETE/ QUARRY/ CERAMIC TILING/MOSAIC
Non-slip granite floor slabs; 3 joints systematic layout, bedding in 10mm thick cement mortar (1:3); including pointing.
600 x 300mm x 25mm to floors on cement and sand base; level to falls only not exceeding 15 degrees from horizontal
Landing
F | patterned | 10 | m2 |  | 0
Staircase treads
G | width 300mm | 92 | m |  | 0
Staircase risers
H | height 150mm | 103 | m |  | 0
Skirting on wall
J | height 100mm | 28 | m |  | 0
|  | To Collection : |  |  | 0
M20: PLASTERED/RENDERED
Mortar, cement and sand (1:4); steel trowelled
12mm work to walls on concrete base or blockwork
Horizontal soffit of landing
A | regular shaped; rectangular; height to soffit 1.50 - 3.00m | 10 | m2 |  | 0
Slopping soffit of stairs
B | slope exceeding 15 degrees | 30 | m2 | 0 | 0
Raking string of staircase
C | width not exceeding 250mm | 27 | m |  | 0
M60: PAINTING/CLEAR FINISHING
P.O.P floating of slab soffits
D | over 300mm wide; internal; as architectural details | 10 | m2 |  | 0
Slopping soffit of stairs
E | slope exceeding 15 degrees | 30 | m2 | 0 | 0
Raking string of staircase
F | width not exceeding 250mm | 27 | m |  | 0
One mist coat and two full coats of emulsion paint
Cement rendered general surfaces
Horizontal soffit of landing
G | regular shaped; rectangular; height to soffit 1.50 - 3.00m | 10 | m2 |  | 0
Slopping soffit of stairs
H | slope exceeding 15 degrees from horizontal | 30 | m2 |  | 0
Raking string of staircase
J | width not exceeding 250mm | 27 | m |  | 0
|  | To collection : |  |  | 0
Collection
STAIRCASE
|  |  |  | Page 2/9 | 0
|  |  |  | Page 2/10 | 0
|  |  |  | Page 2/11 | 0
|  |  |  | Page 2/12 | 0
|  | To Extension of RCC collection : |  |  | 0
ROOF AND ROOF COVERING
E IN - SITU CONCRETE
INFORMATION
Nature and location of the work
The work in this section comprises
E IN - SITU CONCRETE
Reinforced in-situ concrete; B.S.5328, designed mix C25, 20 aggregate, minimum cement content 310 kg/m3; vibrated
Beams; roof beams
A | not exceeding exceeding 300mm deep | 47 | m3 | 0 | 0
B | roof slab | 29 | m3 | 0 | 0
C | Coping on parapet wall | 4 | m3 | 0 | 0
E20: FORMWORK FOR IN-SITU CONCRETE
Sawn formwork to:
D | Beam; plain vertical; roof beams | 508 | m2 | 0 | 0
E | roof slab; generally | 194 | m2 | 0 | 0
Edges of roof slab; plain vertical
F | height not exceeding 300mm | 244 | m |  | 0
G | sides and soffit of coping to parapet wall | 488 | m |  | 0
E30: REINFORCEMENT FOR IN-SITU CONCRETE
Reinforcement bars; B.S.4449, hot rolled deformed high yield steel; Straight and bent
in roof beams
H | 16mm diameter | 4.77 | t | 0 | 0
in roof slab
J | 12mm diameter | 2.58 | t | 0 | 0
|  | To collection : |  |  | 0
Links
10mm diameter
A | in beams | 2.06 | t | 0 | 0
STRUCTURAL/CARCASSING METAL/TIMBER
G10: STRUCTURAL STEEL WORK
Structural Steel Work; rolled steel framed welded channel on all joints on steel members; as shown on the drawings; protected red oxide paint as specified
Roof members
B | 70x70 x6mm thick (5.36kg/m) steel angle iron | 3.09 | tons |  | 0
C | 60x60 x6mm thick (5.36kg/m) steel angle iron | 1.06 | tons |  | 0
D | 60mm diameter 3mm thick (4.21kg/m) galvanised tubular structs | 1.684 | tons | 0 | 0
E | 65x202x60x2.1mm thick (6.22kg/m) Z-purlins | 6.158 | tons | 0 | 0
F | Allow for fittings and accessories |  | item |  | 0
G | Allow for erection of steel members | 11.992 | tons |  | 0
CLADDING/COVERING
H72: ALUMINIUM STRIP SHEET COVERINGS/ FLASHINGS
Long span natural soffits and coloured top [as approved by Architect] with PU: 0.70mm guage roof coverings; fixing to structural strusses; 200mm end laps and one or two corrugation side laps.
H | pitch not exceeding 15 degrees | 457 | m2 |  | 0
Ridge capping/Eaves; slanting
J | 600mm girth | 148 | m | 0 | 0
|  | To collection : |  |  | 0
0.70mm gauge transluscent corrugated roof sheeting and accessories with two corrugation side laps and fixing to steel 'Z' purlins (measured separately) with aluminium hooks bolts and nylon washers and well lapped in accordance with manufacturers instructions (measured nett)
A | Translucent roof sheeting laid to slope in pitched roof structure | 280 | m2 |  | 0
Luxalon cladding
B | sides of roof covering | 50 | m2 |  | 0
J WATERPROOFING
J41: FLEXIBLE SHEET WATER PROOFING ROOF COVERINGS
Scudoplast TNT or other equal and approved bituminous felt damp proof membrane on and including polythene separating layer 50mm lapped joints
Gutters and linings; to concrete base
C | girth exceeding 1000mm | 194 | m2 |  | 0
Wall lining on cement and sand base
D | girth exceeding 1000mm | 220 | m2 | 0 | 0
SURFACE FINISHES
M10: SAND CEMENT/ CONCRETE/ SCREEDS/TOPPINGS
Mortar, cement and sand (1:3)
25mm work to roofs on concrete base; one coat; screeded with water repelant admixture
E | to falls and crossfalls and to slopes not exceeding 15 degrees from horizontal | 194 | m2 |  | 0
M20: PLASTERED/RENDERED
Mortar,cement and sand (1:4) floated backing.
12mm work to walls on concrete base or blockwork
F | width exceeding 300mm | 220 | m2 |  | 0
|  | To collection : |  |  | 0
Collection
ROOF AND ROOF COVERING
|  |  |  | Page 2/14 | 0
|  |  |  | Page 2/15 | 0
|  |  |  | Page 2/16 | 0
|  | To Extension of RCC collection : |  |  | 0
EXTERNAL AND INTERNAL WALLS
INFORMATION
Nature and location of the work
The work in this section comprises
(i) The erection of hollow sandcrete block walls, reinforced concrete lintels. (ii) All concrete work are provisional quantities in this section (iii) The Contractor is however referred to Architect's and Structural Engineer's drawings for details and scope of the scope of work
E IN - SITU CONCRETE
E10: MIXING/ CASTING/ CURING/ IN-SITU CONCRETE
Reinforced in-situ concrete; B.S.5328, designed mix C25, 20 aggregate, minimum cement content 310 kg/m3; vibrated
Lintel
A | generally | 27 | m3 | 0 | 0
E20: FORMWORK FOR IN-SITU CONCRETE
Sawn formwork to:
Lintel: sides and soffit.
B | size: 230 x 230mm regular shaped rectangle | 354 | m2 |  | 0
E30: REINFORCEMENT FOR IN-SITU CONCRETE
Reinforcement bars; B.S.4449, hot rolled deformed high yield steel
Straight and bent
in lintel
C | 12mm diameter | 2.28 | t | 0 | 0
|  | To collection : |  |  | 0
Links
10mm diameter
A | in lintel | 1.58 | t | 0 | 0
MASONRY
F10: BLOCK WALLING
Sandcrete hollow blockwork, bedded and jointed in cement and sand mortar
Walls/Parrapet
B | 230mm thick; stretcher bond; regular | 2662 | m2 |  | 0
C | 150mm thick; stretcher bond; regular | 88 | m2 |  | 0
Expansion joint
D | Form expansion joint between concrete work or blockwall consisting of 20mm flexcel or other equal and approved expansion joint filler piece set vertically and point top edge in mastic sealant | 105 | m2 |  | 0
|  | To collection : |  |  | 0
Collection
EXTERNAL AND INTERNAL WALLS
|  |  |  | Page 2/18 | 0
|  |  |  | Page 2/19 | 0
|  | To Extension of RCC collection : |  |  | 0
L WINDOWS AND DOORS
INFORMATION
Nature and location of the work
The work in this section comprises
(i) Timber flush door and steel frames, anodised aluminium doors and windows. (ii) The contractor is however referred to the Architectural doors and windows schedule for details and scope of work.
L10: WINDOWS
Composite steel burglar bar fixed screen panel units fixed to structural window opening; comprising flat bars framing with and including priming with red oxide paint and finished in appropriate gloss paint.
A | 1800 x 1800mm overall; fixing to masonry | 27 | nr |  | 0
B | 1200 x 1800mm overall; fixing to masonry | 37 | nr |  | 0
C | 1200 x 600mm overall; fixing to masonry | 4 | nr |  | 0
D | 600 x 600mm overall; fixing to masonry | 10 | nr |  | 0
L11 ALUMINIUM WINDOWS
SUPPLY AND FIX the following Aluminium or approved equal best quality purpose made bronze anodized aluminium windows and fixed light complete with, standard frames with laminated 5mm thick reflective glass and locking handle with and including cutting and pinning lugs to blockwork or concrete and pointing in mastic.
Aluminium Curtain Wall
E | Multiple panel aluminium curtain walling to suite structural opening as in design | 388 | m2 |  | 0
|  | To collection : |  |  | 0
Aluminium casement
A | Multiple panel aluminium casement windows to suite structural opening size 1800x1800mm high overall | 27 | nr |  | 0
B | Multiple panel aluminium casement windows to suite structural opening size 1200x1800mm high overall | 37 | nr |  | 0
C | Multiple panel aluminium casement windows to suite structural opening size 1200x600mm high overall | 4 | nr |  | 0
D | Multiple panel aluminium casement windows to suite structural opening size 600x600mm high overall | 10 | nr |  | 0
L20 TIMBER DOORS/SHUTTERS/HATCHES
Purposed made laminated steel panel doors on galvanised steel frame with three hinges and high quality keys and sensor keys
E | Steel door to suite opening size 900 x 2100mm high overall | 52 | nr |  | 0
F | Steel door to suite opening size 750 x 2100mm high overall | 21 | nr |  | 0
G | Steel escape door to suite opening size 1200 x 2100mm high overall | 2 | nr |  | 0
|  | To collection : |  |  | 0
Collection
WINDOWS AND DOORS
|  |  |  | Page 2/20 | 0
|  |  |  | Page 2/21 | 0
|  | To Extension of RCC collection : |  |  | 0
MECHANICAL INSTALLATIONS
R11 FOUL DRAINAGE ABOVE GROUND
Pipes; straight; uPVC; push-fit jointed; in ducts, chases, floor screeds, and trenches
A | 100mm; waste water pipes and vents; in ducts; fixed to floor, wall and chases | 435 | m |  | 0
B | 50mm; waste pipes; in ducts; fixed to floor, wall and chases | 284 | m |  | 0
Extra over pipework UPVC pipe 100mm
C | Bend; 100x100mm | 483 | nr |  | 0
D | Tees; 100x100x100mm | 410 | nr |  | 0
E | WC connector sleeve; 100x100mm plug | 23 | nr |  | 0
F | Vent cowl; 100mm | 23 | nr |  | 0
G | Cleaning eye; 100mm | 23 | nr |  | 0
Extra over pipework UPVC pipe 50mm
H | Bend; 50x50mm | 195 | nr |  | 0
J | Tees; 50x50x50mm | 144 | nr |  | 0
S10 COLD WATER
PIPE LINES
Pipes and fittings heavy gauge multilayer PPR "TECHNOGREEN" types in ducts, trenches, chases, floor screeds and insitu concrete as per Engineer's specification.
K | Water distribution; 25mm in floor and walls | 217 | m |  | 0
L | Water distribution; 19mm in floor and walls | 95 | m |  | 0
M | Water distribution; 16mm in floor and walls | 136 | m |  | 0
|  | To collection : |  |  | 0
Extra over pipework; PPR pipe; 25mm
A | Elbow; 25x19mm | 28 | nr |  | 0
B | Tees; 25x19x25mm | 36 | nr |  | 0
C | Sockets; 25mm | 54 | nr |  | 0
D | Nipple; 25x25mm | 25 | nr |  | 0
E | Union connector; 25mm | 15 | nr |  | 0
Extra over pipework; PPR pipe; 19mm
F | Elbow; 19x16mm | 56 | nr |  | 0
G | Tees; 19x16x19mm | 82 | nr |  | 0
H | Sockets;19mm | 45 | nr |  | 0
J | Nipple; 19x19mm | 38 | nr |  | 0
K | Union connector; 19mm | 24 | nr |  | 0
Extra over pipework; PPR pipe; 16mm
L | Elbow; 16x16mm | 88 | nr |  | 0
M | Tees; 16mm | 74 | nr |  | 0
N | Sockets;16mm | 50 | nr |  | 0
P | Nipple; 16mm | 42 | nr |  | 0
Q | Union connector; 16mm | 77 | nr |  | 0
Accessories for Plumbing Services
Valves and Corks; PPR fittings
R | Gate valve; 25mm | 54 | nr |  | 0
S | Gate valve; 19mm | 32 | nr |  | 0
T | Gate valve; 16mm | 48 | nr |  | 0
U | Non return valve; 25mm | 50 | nr |  | 0
V | Non return valve; 19mm | 17 | nr |  | 0
|  | To collection : |  |  | 0
N13 Sanitary Fittings
"Sweethomes" or other approved vitreous sanitary fittings in approved colour including assembling all component parts, and making all necessary watertight joints in accordance with the manufacturers instructions, cleaning and leaving in sound mechanical working order on completion (joints to service and waste measured separately)
A | Low level W.C suite comprising vitreous china pan and "S" trap complete with double flap plastic ring seats with rubber buffers, vitreous china flushing cistern 9 litres capacity with concealed brackets, including flush bend and indian rubber cone connector including plugging and screwing cistern to wall | 15 | nr |  | 0
B | 600 x 450mm white vitreous wash hand basin complete with plug, heavy gauge mixers, chain and stay with 12mm chromium plated waste fitting fix to granite slab (granite measured separately) | 29 | nr |  | 0
C | Shower size 800x800mm with telephone shower; 19mm cold and hot water connections; chained waste plug and complete with all fittings and accessories | 2 | nr |  | 0
D | Stainless steel sink with double bowl and double drainer size 2000 x 732mm with chromium plated waste and combined overflow chain and plug, including pair of chromium plated high neck pillar taps and fitting on units or accessories | 1 | nr |  | 0
E | ROSE BUD 6mm silver glass mirror 1200x600mm high with chromium plated dome headed screws and polythene buffers. | 29 | nr |  | 0
F | 150 x 150mm white vitreous recessed toilet roll holder and built into blockwork. | 23 | nr |  | 0
G | Floor drain; stainless steel; mounted flush with floor finish; with galvanised wire strainer and 50mm low level S-Trap | 35 | nr |  | 0
H | Urinals; complete with all fittings and accessories | 8 | nr |  | 0
|  | To collection : |  |  | 0
FIRE FIGHTING INSTALLATION
Execute complete concealed fire fighting water installation using recommended pipes, fittings,valves and accessories
D | Fire hosereel points | 7 | nr |  | 0
E | Sprinkler head points | 251 | nr |  | 0
Equipments
F | Supply and install fire hosereel with 25mm hosereel 36m long recessed swinging type with connector, piping and valve enclosed in a steel cabinet as approved by the Mechanical Engineers | 7 | nr |  | 0
G | Supply and install fire sprinkler connected to the pump control systems as directed by the Mechanical Engineer | 251 | nr |  | 0
H | Supply and install sequential activator as directed by the Mechanical Engineer | 24 | nr |  | 0
J | Supply and install cannisters as directed by the Mechanical Engineer | 48 | nr |  | 0
K | Fire extinguisher; hand held for classes ABC; 5kg capacity general purpose dry powder type | 8 | nr |  | 0
L | Fire extinguisher; hand held for classes ABC; 9kg capacity general CO2type | 8 | nr |  | 0
|  | To collection : |  |  | 0
W13 FIRE ALARM AND DETECTION SYSTEMS
Fire alarm zone control panel; mild steel casing; incoporating separate alarm and fault indicator for each zone; fault indicator for sounder circuit; individual zone controls and lamp test facility.
A | 2 zone unit GENT 3404 1 - 4 loop, or other approved equal addressable board complete with battery and charger unit, installed in sheet cubicle; 24DC; free standing with hydrometer; including 40AMP supply with 24V 38 Ah lead acid, beeper zones indicator | 1 | nr |  | 0
ACCESSORIES AND DETECTION EQUIPMENTS
GENT 3404 or other approved equal; fire alarm and detection equipment; 24V DC rating; including semi flux fixing to background support at initiation point
B | Rate of heat detectors | 22 | nr |  | 0
C | Smoke detectors | 142 | nr |  | 0
D | Surface mounted fire alarm siren | 8 | nr |  | 0
E | 150mm diameter surface mounted fire alarm bell | 8 | nr |  | 0
F | Water proof breakglass unit; surface mounted; with hammer and keys | 8 | nr |  | 0
G | Allow for initiation point accessories and fittings necessary for complete installation |  | item |  | 0
EXTRACTOR FAN
Toilet Inline Extractor Fan (EF-2) Ceiling Ductable
H | Capacity: 920m3/h. Make: XPELAIR. Model: LV100 | 33 | nr |  | 0
Other Installations-
J | Allow for Drain pipe, PVC sleeves, refrigerant pipe works etc. Refrigerant piping in copper material with suitable insulation and wide vinyl tape insulation for exposed parts. |  | sum |  | 0
|  | To collection : |  |  | 0
Collection
MECHANICAL INSTALLATIONS
|  |  |  | Page 2/24 | 0
|  |  |  | Page 2/25 | 0
|  |  |  | Page 2/26 | 0
|  |  |  | Page 2/27 | 0
|  | To Extension of RCC collection : |  |  | 0
ELECTRICAL INSTALLATIONS
V:ELECTRICAL SUPPLY/POWER/LIGHTING
INFORMATION
Nature and location of the work
The work in this section comprises
(i) Installation of all work within internal and external faces of building, up to and including distribution boards, cables, light fittings, airconditioners, extractor fans, fire alarms, closed circuit television and communication installations together with associated wiring, conduiting and wall switches. (ii) The description of the measured items are not necessarily fully comprehensive but are intended to indicate the particular item of work concerned. The price for the works allow for conduits, wiring, earthing connection etc. to ensure that the Electrical Installation functions in such a manner as to satisfy all the statutory, regulations of Nigeria and the relevant local government institutions and professional bodies. (iii) The rates set against each items are to be for materials or good manufactured, tested, insurred and delivered to site, connected up, pointed and put into commission.
(iv) The rates for fittings are to include for all fixing in any position and at any height and connecting to wiring. (v) All specifications wiring, fitting etc, are in compliance with the Engineer's requirements. (vi) Prime cost and provisional sums are to be expended at the discretions of the Architect where necessary.
Electrical Works Generally
|  | To collection : |  |  | 0
V20 LV DISTRIBUTION
Equipment; Metal clad Main Distribution Board as manufactured by MERLIN GERLIN, SIEMENS, ABB, MEM or other approved including bus bars earthing and labels, MCCB links with instructions as specified to form a complete panel installed in accordance with manufacturers instructions
Main Switch Boards
A | Free standing cubicle type 1000A MV panel complete with encasement; complete with instrumentation indicator lights, voltmeters, ammeter, etc complete with the following | 1 | nr |  | 0
Incomers:
1000A TPN MCCB with 1000A rated busbar
Outgoings:
8nos 63A TPN outgoing MCCB
1nos 250A TPN outgoing MCCB
1No. 100A TPN outgoing MCCB
1No. 600A TPN outgoing MCCB
4No. Spare
B | Free standing cubicle type 160A MV panel complete with encasement; complete with instrumentation indicator lights, voltmeters, ammeter, etc complete with the following | 1 | nr |  | 0
Incomers:
160A TPN MCCB with 160A rated busbar
Outgoings:
1nos100A TPN Incomer MCCB
8No. 32A TPN outgoing MCCB
6No. 63A TPN outgoing MCCB
C | Free standing cubicle type 600A MV panel complete with encasement; complete with instrumentation indicator lights, voltmeters, ammeter, etc complete with the following | 1 | nr |  | 0
Incomers:
600A TPN MCCB with 600A rated busbar
Outgoings:
1nos 600A TPN Incomer MCCB
2nos 400A TPN outgoing MCCB
7nos 63A TPN outgoing MCCB
1nos 32A TPN outgoing MCCB
|  | To collection : |  |  | 0
A | Free standing cubicle type 250A MV panel complete with encasement; complete with instrumentation indicator lights, voltmeters, ammeter, etc complete with the following | 1 | nr |  | 0
Incomers:
250A TPN MCCB with 250A rated busbar
Outgoings:
1nos 250A TPN Incomer MCCB
12nos 63A TPN outgoing MCCB
B | Allow for proper earthing of all the installations to include running of 70mm2 bare copper cable at the foundation according to engineer's specification and to achieve a resitance of less than 5 ohms |  |  |  | 0
C | Allow for the provision of thunder arrestor (Indelec Protection) for the building with 3mm x 25mm copper tape complete from the roof to the earth pit as specified by the engineer to provide a resistance of less than 5 ohms |  |  |  | 0
|  | To collection : |  |  | 0
V:ELECTRICAL SUPPLY/POWER/LIGHTING
V20 LV DISTRIBUTION
DISTRIBUTION BOARDS
Metal clad miniature circuit breaker distribution boards; flush wall mounted; stove enamelled sheet steel case and cover with hinged access panel
A | 63A, TPN 12 Ways Distribution | 8 | nr |  | 0
B | 63A, TPN 10 Ways Distribution | 4 | nr |  | 0
C | 63A, TPN 14 Ways Distribution | 1 | nr |  | 0
D | 32A, TPN 14 Ways Distribution | 2 | nr |  | 0
E | 32A, TPN 10 Ways Distribution | 1 | nr |  | 0
Earth leakage circuit breakers; flush wall mounted; stove enamelled sheet steel case and cover; with manual on/off override switch and test botton
F | 63A, TPN ELCCB Complete with plastic casing and cover rated IP44 | 13 | nr |  | 0
G | 32A, TPN ELCCB Complete with plastic casing and cover rated IP44 | 2 | nr |  | 0
H | 32A, TPN Gear Switch installed with IP66 casing | 6 | nr |  | 0
TRUNKING
J | Allow for supply & installation of 1 Nos 50mm PVC | 1145 | m |  | 0
|  | To collection : |  |  | 0
HV/LV CABLES AND WIRING
Cables (Nocaco kabel metal or Nigerchin)
Cables; copper; PVC insulated and colour coded; in 150mm uPVC pipe (measured separately) in trenches; rate to include for cable connections, cable joints, cable termination glands and all other cable accessories and ancillaries deemed necessary for a complete installation
A | 4 x 10mm2 PVC copper cable | 435 | m |  | 0
B | 3 x 10mm2 PVC copper cable | 221 | m |  | 0
C | 4 x 16mm2 PVC/PVC copper cable | 229 | m |  | 0
D | 4 x 25mm2 PVC/PVC copper cable | 65 | m |  | 0
E | 4 x 50mm2 PVC/PVC copper cable | 45 | m |  | 0
F | 4 x 70mm2 PVC/SWA/PVC copper cable | 23 | m |  | 0
G | 4 x 120mm2 PVC/SWA/PVC copper cable | 15 | m |  | 0
H | 4 x 240mm2 PVC/SWA/PVC copper cable | 15 | m |  | 0
J | 4 x 300mm2 PVC/SWA/PVC copper cable (To be expended in accordance with Engineers directive) |  |  |  | 0
|  | To collection : |  |  | 0
V21 GENERAL LIGHTING
Light fittings; ABB or approved equivalent; with specified rated lamps; insulated locations as indicated in electrical drawings; complete with conduit boxes, patresses, roses, flexible cords, starters, chokes, capacitors, lampholders, conduit or chain suspension and all other fittings, accessories and ancillaries necessary for a complete installation.
A | Supernova flat 9583 led cluster 104w as delta lighting bulb | 40 | nr |  | 0
B | Window 6060 led cluster 36w as delta lighting bulb | 314 | nr |  | 0
C | Reo RIBS IPS2 led cluster 10.4w as delta lighting bulb | 228 | nr |  | 0
D | Micro deep ringo S1 x led 1.6w as delta lighting bulb | 12 | nr |  | 0
E | Micro deep ringo RIBS 10.4w as delta lighting bulb | 76 | nr |  | 0
F | Diro SBL L on led cluster 36w as delta lighting bulb | 34 | nr |  | 0
G | Kaskade 4 down 1 up led 21.5w as delta lighting bulb | 4 | nr |  | 0
H | Montur Mini S led 7.1w as delta lighting bulb | 3 | nr |  | 0
J | Ceiling mounted presence sensor with 3 sensors technology with 25m2 coverage | 12 | nr |  | 0
K | Movement detector with 12m range over 240 degrees and adjustable light sensor | 14 | nr |  | 0
L | Floor mounting box comprising of 1no. 2gang 13A SO, 1no. 2 gang non standard 13A socket and 2 no. dual data outlets | 17 | nr |  | 0
|  | To collection : |  |  | 0
Supply, deliver to site, and install the following:- (Legrand,ABB or Approved Equal)
A | 5A, 1-Gang, 1-Way Switches | 71 | nr |  | 0
B | 5A, 1-Gang, 2-way Switches | 4 | nr |  | 0
C | 5A, 2-Gang, 1-Way Switches | 12 | nr |  | 0
D | 5A, 3-Gang, 1-way Switches | 5 | nr |  | 0
Conduiting and Wiring
E | Allow for conduiting (20mm PVC) for all Lighting point, complete from their switches and DB in concealed system. (Niger pipe or approved equal). | 737 | nr |  | 0
F | Allow for wiring of all lighting points and switches using 3 nos x 1.5mm2 single core copper cable with different colour (Nigerchine or Nocaco). | 737 | nr |  | 0
|  | To collection : |  |  | 0
CONDUIT AND CABLE TRUNKING
Cable and conduits in final circuits; radial main circuits; pvc insulated and colour coded cable to BS 6004 table 1A; drawn into and including 25mm diameter heavy gauge upvc conduit; rate to for all cables and ancillaries deemed necessary for complete installation
Power accessories; ABB or approved equivalent; flush mounted; shuttered whiteplastic cover; galvanized mild steel knock-out box fitted with brass earth terminal
A | 13A, single socket outlet plate switch | 12 | nr |  | 0
B | 13A, double socket outlet plate switch | 248 | nr |  | 0
C | 15A, single socket outlet plate switch | 57 | nr |  | 0
D | 20A, single socket outlet plate switch | 10 | nr |  | 0
communication accessories; ABB or approved equivalent; flush mounted; shuttered whiteplastic cover; galvanized mild steel knock-out box fitted with brass earth terminal including coaxial cable of approved specification
E | single jack computer/data socket outlet | 68 | nr |  | 0
F | single TV/Satellite coaxial socket outlet | 8 | nr |  | 0
PVC; PVC conduit pipe and accessories in wall or concrete including cutting and making good
Conduits
G | 25mm diameter | 403 | nr |  | 0
|  | To collection : |  |  | 0
CONDUIT AND CABLE TRUNKING
Cable and conduits in final circuits; radial main circuits; pvc insulated and colour coded cable to BS 6004 table 1A; drawn into and including 25mm diameter heavy gauge upvc conduit; rate to for all cables and ancillaries deemed necessary for complete installation
3nr single core 2.50mm2 cables
A | 1nr 13A switch socket outlet | 260 | nr |  | 0
3nr single core 4.00mm2 cables
B | 1nr 15A switch socket outlet (A/C) | 57 | nr |  | 0
C | 1nr 15A switch socket outlet (W/H) | 10 | nr |  | 0
3nr single core 6.00mm2 cables
D | 1nr 20A switch socket outlet (CU) | 2 | nr |  | 0
E | Coaxial cable complete within central point | 4 | nr |  | 0
F | CAT 6 cable | 68 | nr |  | 0
G | Cable collection box | 6 | nr |  | 0
V32 EARTHING AND LIGHTING PROTECTION
Copper tapes
H | 3 x 16; embedded in structural beams and columns | 30 | m |  | 0
Piping
J | Allow for provision of PVC conduiting for all cameras from the control room (Niger pipes, Diginty or approved equal) | 68 | nr |  | 0
Wiring works
K | Allow for wiring of all cameras from the control room and intergrated to existing system | 68 | nr |  | 0
Cable Trenches
L | Execute trench for cable duct commencing from stripped level and 400mm width x 600mm depth, including grading bottoms, backfilling, compaction and disposal of surplus spoil, etc cable trench | 360 | m |  | 0
M | Supply, 400mm width x 75mm depth cable tray, including all necessary accessories | 360 | m |  | 0
|  | To collection : |  |  | 0
Collection
ELECTRICAL INSTALLATIONS
|  |  |  | Page 2/28 | 0
|  |  |  | Page 2/29 | 0
|  |  |  | Page 2/30 | 0
|  |  |  | Page 2/31 | 0
|  |  |  | Page 2/32 | 0
|  |  |  | Page 2/33 | 0
|  |  |  | Page 2/34 | 0
|  |  |  | Page 2/35 | 0
|  |  |  | Page 2/36 | 0
|  | To Extension of RCC collection : |  |  | 0
FITTING AND FIXTURES
FURNITURE/EQUIPMENT
INFORMATION
Nature and location of the work
The work in this section comprises
(i.) joinery and associated works. (ii.) Mild steel balcony railings. (iii.) The Contractor is however referred to Architect's details and scope of work
Supply and fix
BALCONY RAILS AND BALUSTERS
A | Supply and fix 50mm diameter stainless steel hand rails fixed to 25mm diameter stainless steel balustrade 1055mm overall height to required specification and direction by the project Architect | 60 | m |  | 0
Supply and fix
Kitchen cabinets
B | Allow a provisional sum of N3,000,000.00 (Three Million Naira Only) for the provision of 8nr overall high quality kitchen cabinets comprising 4nr floor and 4nr wall mounted to be expended as may be directed by the Architect |  | sum |  | 3000000
|  | To Extension of RCC collection : |  |  | 3000000
FLOOR FINISHING
SURFACE FINISHES
INFORMATION
Nature and location of the work
The work in this section comprises
(i) Floor finishings with and other associated works (ii) The Contractor is hereby referred to the various Architect's location drawings and schedule of finishing in relation to this section for the nature and content of the work to be executed.
M10: SAND CEMENT/ CONCRETE/ SCREEDS/TOPPINGS
Mortar, cement and sand (1:4)
42mm work to floors on concrete base; one coat; screeded
A | level and to falls only not exceeding 15 degrees from horizontal to receive unglazed vitrified tiles | 138 | m2 |  | 0
B | level and to falls only not exceeding 15 degrees from horizontal to receive glazed vitrified tiles | 761 | m2 |  | 0
38mm work to floors on concrete base; one coat; screeded
C | level and to falls only not exceeding 15 degrees from horizontal to receive glazed granite tiles | 392 | m2 |  | 0
25mm work to treads on concrete base
D | width 300mm | 67 | m | 0 | 0
12mm work to plain risers on concrete base
E | height 150mm | 85 | m | 0 | 0
12mm work to skirting on wall
F | height 100mm | 628 | m | 0 | 0
|  | To collection : |  |  | 0
M40: VITRIFIED TILING
Unglazed vitrified floor tiles; 3 joints systematic layout, bedding in 10mm cement mortar (1:3); including pointing.
300mm x 300mm x 8mm thick to floors on cement and sand base; level to falls only not exceeding 15 degrees from horizontal
A | patterned; over 300mm wide | 138 | m2 |  | 0
Glazed vitrified floor tiles; 3 joints systematic layout, bedding in 10mm cement mortar (1:3); including pointing.
300mm x 300mm x 8mm thick to floors on cement and sand base; level to falls only not exceeding 15 degrees from horizontal
B | patterned; over 300mm wide | 761 | m2 |  | 0
Glazed granite floor tiles; 3 joints systematic layout, bedding in 10mm cement mortar (1:3); including pointing.
600mm x 300mm x 12mm thick to floors on cement and sand base; level to falls only not exceeding 15 degrees from horizontal
C | patterned; over 300mm wide | 392 | m2 |  | 0
|  | To collection : |  |  | 0
Collection
FLOOR FINISHING
|  |  |  | Page 2/39 | 0
|  |  |  | Page 2/40 | 0
|  | To Extension of RCC collection : |  |  | 0
WALL FINISHING
SURFACE FINISHES
INFORMATION
Nature and location of the work
The work in this section comprises
(i) Walls finishings with and including other associated works but excluding painting which is measured in a separate element. (ii) The Contractor is hereby referred to the various Architect's location drawings in relation to this section for the nature and content of the work to be executed.
M20: PLASTERED/RENDERED
Mortar, cement and sand (1:4); steel trowelled
12mm work to walls on concrete base or blockwork
A | width exceeding 300mm | 2428 | m2 |  | 0
B | width not exceeding 300mm | 951 | m |  | 0
M40: CERAMIC TILING
Glazed Ceramic tiles, B.S.6431, glazed; 2 joints, symmetrical layout; fixing with adhesive or cement mortar, grouting with matching cement grout
600mm x 300mm x 6mm units to walls on sand and cement base
C | patterned, width exceeding 300mm | 915 | m2 |  | 0
D | width not exceeding 300mm | 152 | m | 0 | 0
|  | To collection : |  |  | 0
Unglazed floor tiles 3 joints systematic layout, bedding in 10mm cement mortar (1:3); including pointing.
100mm x 12mm thick to skirtings on cement and sand base; cut to suite tiles size
A | height 100mm | 0 | m | 0 | 0
Glazed floor tiles 3 joints systematic layout, bedding in 10mm cement mortar (1:3); including pointing.
100mm x 12mm thick to skirtings on cement and sand base; cut to suite tiles size
B | height 100mm | 628 | m | 0 | 0
Glazed granite floor tiles 3 joints systematic layout, bedding in 10mm cement mortar (1:3); including pointing.
100mm x 12mm thick to skirtings on cement and sand base; cut to suite tiles size
C | height 100mm | 224 | m | 0 | 0
M20: PLASTERED/RENDERED
EXTERNAL WORK
Mortar, cement and sand (1:4); steel trowelled
12mm work to walls on concrete base or blockwork
D | width exceeding 300mm | 841 | m2 |  | 0
E | width not exceeding 300mm | 1518 | m |  | 0
|  | To collection : |  |  | 0
Collection
WALL FINISHING
|  |  |  | Page 2/41 | 0
|  |  |  | Page 2/42 | 0
|  | To Extension of RCC collection : |  |  | 0
CEILING FINISHING
INFORMATION
Nature and location of the work
The work in this section comprises
(i) Ceiling finishings with and including other associated works but excluding painting which is measured in a separate Element (ii) The Contractor is hereby referred to the various Architect's location drawings in relation to this section for the nature and content of the work to be executed.
SURFACE FINISHES
CARCASSING METAL/TIMBER
G20: CARPENTRY/TIMBER FRAMING/FIRST FIXING
All hardwood are to be treated with Solignum or approved anti termite solution.
Hardwood, wrot
50 x 50mm
A | noggins; internally | 2583 | m |  | 0
K13 RIGID SHEET LINNING/COVERING
Acoustic Suspended linings; exposed grid system comprising 15mm white galvanized steel grid at 600mm centres both ways suspended on concertina wire fixed with galvanized screws and bays filled with white Owacoustic Mavroc contoraedge or other approved tiles
Ceilings
B | suspension 250 - 500mm deep; 15mm thick; in 600 x 600mm panels | 646 | m2 |  | 0
C | Supply and fix Gypsum board to ceiling finishes according to the architects description | 646 | m2 |  | 0
|  | To Extension of RCC collection : |  |  | 0
PAINTING AND DECORATIONS
SURFACE FINISHES
INFORMATION
Nature and location of the work
The work in this section comprises
(i.) Painting and decorations on new works. (ii.) The Contractor is however referred to Architect's details and location drawings for the details and scope of the works to be executed in this section.
M60: PAINTING/CLEAR FINISHING
Prepare and apply standard coat of plaster of paris floating to:
Cement rendered general surfaces
A | girth exceeding 300mm; wall internally | 2159 | m2 |  | 0
B | girth exceeding 300mm; concrete ceiling | 951 | m2 |  | 0
Prepare and apply standard coat of emulsion paint.
Floated P.O.P rendered general surfaces
C | girth exceeding 300mm; wall internally | 2159 | m2 |  | 0
D | isolated surfaces, girth not exceeding 150mm; reveals and likes | 951 | m |  | 0
SURFACE FINISHES (EXTERNALLY)
M60: PAINTING/CLEAR FINISHING
Prepare and apply standard coat of texcote paint (Stallion).
Cement rendered general surfaces
E | girth exceeding 300mm; wall | 841 | m2 |  | 0
F | girth not exceeding 300mm | 1518 | m | 0 | 0
|  | To Extension of RCC collection : |  |  | 0
|  |  |  | % of Total | Elemental Cost
EXTENSION OF REGIONAL CONTROL CENTER COLLECTION
| SUBSTRUCTURE/RETAINING WALL/BASEMENT |  |  |  | 3500000
| FRAMES AND UPPER FLOORS |  |  |  | 0
| STAIRCASES |  |  |  | 0
| ROOF CONSTRUCTION AND ROOF COVERING |  |  |  | 0
| EXTERNAL AND INTERNAL WALLS |  |  |  | 0
| WINDOWS AND DOORS |  |  |  | 0
| PLUMBING AND MECHANICAL INSTALLATIONS |  |  |  | 0
| ELECTRICAL INSTALLATIONS |  |  |  | 0
| FITTING AND FIXTURES |  |  |  | 3000000
| FLOOR FINISHING |  |  |  | 0
| WALL FINISHING |  |  |  | 0
| CEILING FINISHING |  |  |  | 0
| PAINTING AND DECORATIONS |  |  |  | 0
| To GENERAL SUMMARY |  |  |  | 6500000

## RENOVATION OF EXTG - BILL NR 3
No | Item Description | Qty | Unit | Rate | Amount
BILL NR. 3 - RENOVATION OF EXISTING BUILDING
DEMOLITION AND ALTERATION WORK
INFORMATION [All Provisional]
Nature and location of the work
The work in this section comprises
(i) Demolition of hollow block walls, roof structure, floors, windows and doors and sanitary wares etc
All demolished item(s) are to remain property of Employer; except where instructed to be carted away according to employers instructions
A | Carefully remove all existing timber flush doors and frames; ready to receive new work; including making good all works so diturbed (Approximate 37nr) |  | item |  | 0
B | Carefully hackout existing screeds and floors and cartaway to receive new work (Approximate 630m2) |  | item |  | 0
C | Carefully hackout existing wall tiles and cartaway to receive new work (Approximate 360m2) |  | item |  | 0
D | Carefully remove cold water pipes and existing sanitary wares where necessary to receive new work |  | item |  | 0
E | Carefully remove existing windows,curtain wall,glass blocks and burglar proofing; and make good work disturbed; |  | item |  | 0
F | Carefully remove all existing electrical fittings and cables where necessary to receive new work |  | item |  | 0
G | Prepare wall surfaces to receive new work |  | item |  | 0
|  | To Ren. of existg bld collection : |  |  | 0
SUBSTRUCTURE
GROUNDWORK
INFORMATION [All Provisional]
Nature and location of the work
The work in this section comprises:
(i) Excavations, trenches, pits and the likes, concrete work, waterproofing, earth filling, and all other ancillary works associated with strip/pad foundation up to and including ground floor slab. (ii) All concrete works are provisional quantities in this section
D20: EXCAVATING AND FILLING
Excavating
Trenches width exceeding 300mm
A | maximum depth not exceeding 150mm; commencing surface 1000mm below existing ground level | 13 | m3 |  | 0
Pits; for isolated concrete foundation;
B | maximum depth not exceeding 150mm; commencing surface 1000mm below existing ground level | 34 | m3 |  | 0
Disposal of excavated material
C | off site | 19 | m3 |  | 0
Excavated material arising from excavation
Filling to excavation
D | average thickness exceeding 0.25m | 30 | m3 |  | 0
Selected excavated laterite material obtained from offsite borrow pits
Filling to excavation; depositing in layers 150mm maximum thickness
E | average thickness exceeding 250mm | 19 | m3 |  | 0
|  | To collection : |  |  | 0
Hardcore to be obtained from off-site;
Filling to make up levels; depositing in layers 150mm maximum thickness
A | average thickness not exceeding 150mm | 24 | m3 |  | 0
Termite treatmment
B | dieldrex 20" or other equal and approved anti-termite solution to sides and bottom of excavtions | 170 | m2 |  | 0
E IN - SITU CONCRETE
E10: MIXING/ CASTING/ CURING/ IN-SITU CONCRETE
Plain in-situ concrete; mix 1:10, 20 aggregate; blinding
Isolated foundations; bases, foundations and beds
C | not exceeding 150mm thick; poured on earth surfaces | 3 | m3 |  | 0
Plain in-situ concrete; B.S.5328, ordinary prescribed mix C15P, 40 aggregate
Isolated foundations; poured on blinding
D | generally; 150 - 450mm thick | 6 | m3 |  | 0
Reinforced in-situ concrete; B.S.5328, designed mix C20, 20 aggregate, minimum cement content 310 kg/m3; vibrated
Isolated foundations; bases
E | generally; 250 - 500mm thick | 15 | m3 |  | 0
Beds
F | ground slabs/steps; thickness 150-450mm thick | 12 | m3 |  | 0
Columns
G | generally | 2 | m3 |  | 0
|  | To collection : |  |  | 0
Ground beam
A | generally | 17 | m3 |  | 0
E20: FORMWORK FOR IN-SITU CONCRETE
Sawn formwork to:
Sides of foundations : plain vertical.
B | column bases; height 250 - 500mm high | 39 | m2 |  | 0
Sides and edges of beds : plain vertical.
C | ground slabs/steps; height not exceeding 250mm | 37 | m |  | 0
Columns; isolated
regular shaped; rectangular
Ground beam; plain horizontal
D | regular shaped; rectangular | 96 | m2 |  | 0
E30: REINFORCEMENT FOR IN-SITU CONCRETE
Reinforcement bars; B.S.4449, hot rolled deformed high yield steel
Straight and bent
in column bases
E | 12mm diameter | 0.39 | t |  | 0
in columns
F | 16mm diameter | 0.35 | t |  | 0
in ground beam
G | 20mm diameter | 0.24 | t |  | 0
|  | To collection : |  |  | 0
Links
in columns
A | 10mm diameter | 0.24 | t |  | 0
Reinforcement fabric; B.S.4483, hard drawn plain round steel; welded
Reference A192, weight 2.22kg/m2 measured net with minimum 300mm side laps; 300mm end laps
B | 1 layer; laid generally | 79 | m2 |  | 0
P10: SUNDRY INSULATION/PROOFING WORK/ FIRE STOPS
Polythene sheeting, Visqueen 1000 gauge; 50mm thick welted lapped joints
Plain areas
D | horizontal; laid loose | 79 | m2 |  | 0
ADDITIONAL WORK IN SUBSTRUCTURE
E | Allow a provisional sum of N500,000.00 (Five Hundred Thousand Naira Only) for unforseeing additional work in substructure to be expended as may be directed by the Architect |  | sum |  | 0
E | Allow a provisional sum of N10,000,000.00 (Ten Million Naira Only) for underpinning in substructure to be expended as may be directed by the Architect |  | sum |  | 0
|  | To collection : |  |  | 0
Collection
SUBSTRUCTURE.
|  |  |  | Page 3/2 | 0
|  |  |  | Page 3/3 | 0
|  |  |  | Page 3/4 | 0
|  |  |  | Page 3/5 | 0
|  | To Ren. of existg bld collection : |  |  | 0
FRAMES AND UPPER FLOORS
E IN - SITU CONCRETE
INFORMATION
Nature and location of the work
The work in this section comprises
(i.) Reinforced concrete columns, beams, suspended floor slabs and associated works. (ii) All concrete are provisional quantities in this section (iii.) The Contractor is however referred to Structural Engineer's drawings for details and scope of the Works.
E10: MIXING/ CASTING/ CURING/ IN-SITU CONCRETE
Reinforced in-situ concrete; B.S.5328, designed mix C20, 20 aggregate, minimum cement content 310 kg/m3; vibrated
Columns
A | generally | 10 | m3 |  | 0
E20: FORMWORK FOR IN-SITU CONCRETE
Sawn formwork to:
Columns
B | regular shaped; rectangular | 146 | m2 |  | 0
E30: REINFORCEMENT FOR IN-SITU CONCRETE
Reinforcement bars; B.S.4449, hot rolled deformed high yield steel
Straight and bent
in columns
C | 16mm diameter | 1.15 | t |  | 0
Links
10mm diameter
D | in columns | 0.51 | t |  | 0
|  | To Ren. of existg bld collection : |  |  | 0
ROOF AND ROOF COVERING
STRUCTURAL/CARCASSING METAL/TIMBER
Roof members
A | Allow a Provisional Sum of N1,300,000.00 (One Million Three Hundred Thousand Naira Only) for the maintenance of existing roof Carcassing to executed as may be directed by the Architect |  | Sum |  | 1300000
CLADDING/COVERING
H72: ALUMINIUM STRIP SHEET COVERINGS/ FLASHINGS
Natural soffits and coloured top stepped [as approved by Architect]: 0.7 double lapping insulated PU roof coverings; fixing to purlins with fixing screws; 200 end laps and one or two corrugation side laps.
B | pitch not exceeding 15 degrees | 1200 | m2 |  | 0
Ridge capping/Eaves; slanting
C | 600mm girth | 200 | m |  | 0
Rain water collector
D | PVC rain water collector to edges of roof covering | 150 | m |  | 0
|  | To collection : |  |  | 1300000
J WATERPROOFING
J41: FLEXIBLE SHEET WATER PROOFING ROOF COVERINGS
Scudoplast TNT or other equal and approved bituminous felt damp proof membrane on and including polythene separating layer 50mm lapped joints
Gutters and linings; to concrete base
A | girth exceeding 1000mm | 233 | m2 |  | 0
Wall lining on cement and sand base
B | girth exceeding 1000mm | 264 | m2 |  | 0
SURFACE FINISHES
M10: SAND CEMENT/ CONCRETE/ SCREEDS/TOPPINGS
Mortar, cement and sand (1:3)
25mm work to roofs on concrete base; one coat; screeded with water repelant admixture
C | to falls and crossfalls and to slopes not exceeding 15 degrees from horizontal | 233 | m2 |  | 0
M20: PLASTERED/RENDERED
Mortar,cement and sand (1:4) floated backing.
12mm work to walls on concrete base or blockwork
D | width exceeding 300mm | 264 | m2 |  | 0
|  | To collection : |  |  | 0
Collection
ROOF AND ROOF COVERING
|  |  |  | Page 3/8 | 1300000
|  |  |  | Page 3/9 | 0
|  | To Ren. of existg bld collection : |  |  | 1300000
EXTERNAL AND INTERNAL WALLS
INFORMATION
Nature and location of the work
The work in this section comprises
(i) The erection of hollow sandcrete block walls, reinforced concrete lintels. (ii) All concrete work are provisional quantities in this section (iii) The Contractor is however referred to Architect's and Structural Engineer's drawings for details and scope of the scope of work
E IN - SITU CONCRETE
E10: MIXING/ CASTING/ CURING/ IN-SITU CONCRETE
Reinforced in-situ concrete; B.S.5328, designed mix C20, 20 aggregate, minimum cement content 310 kg/m3; vibrated
Lintel
A | generally | 1 | m3 |  | 0
E20: FORMWORK FOR IN-SITU CONCRETE
Sawn formwork to:
Lintel: sides and soffit.
B | size: 230 x 230mm regular shaped rectangle | 8 | m2 |  | 0
E30: REINFORCEMENT FOR IN-SITU CONCRETE
Reinforcement bars; B.S.4449, hot rolled deformed high yield steel
Straight and bent
in lintel
C | 16-12mm diameter | 0.06 | t |  | 0
|  | To collection : |  |  | 0
Links
10mm diameter
A | in lintel | 0.05 | t |  | 0
MASONRY
F10: BLOCK WALLING
Sandcrete hollow blockwork, bedded and jointed in cement and sand mortar
Walls/Parrapet
B | 230mm thick; stretcher bond; regular | 141 | m2 |  | 0
|  | To collection : |  |  | 0
Collection
EXTERNAL AND INTERNAL WALLS
|  |  |  | Page 3/10 | 0
|  |  |  | Page 3/11 | 0
|  | To Ren. of existg bld collection : |  |  | 0
L WINDOWS AND DOORS
INFORMATION
Nature and location of the work
The work in this section comprises
(i) Timber flush door and steel frames, anodised aluminium doors and windows. (ii) The contractor is however referred to the Architectural doors and windows schedule for details and scope of work.
L10: WINDOWS
Composite steel burglar bar fixed screen panel units fixed to structural window opening; comprising flat bars framing with and including priming with red oxide paint and finished in appropriate gloss paint.
A | 1800 x 1800mm overall; fixing to masonry | 8 | nr |  | 0
B | 1500 x 1800mm overall; fixing to masonry | 1 | nr |  | 0
C | 1200 x 1800mm overall; fixing to masonry | 21 | nr |  | 0
D | 900 x 1800mm overall; fixing to masonry | 5 | nr |  | 0
E | 600 x 1800mm overall; fixing to masonry | 8 | nr |  | 0
L11 ALUMINIUM WINDOWS
SUPPLY AND FIX the following Aluminium or approved equal best quality purpose made bronze anodized aluminium windows and fixed light complete with, standard frames with laminated 5mm thick reflective glass and locking handle with and including cutting and pinning lugs to blockwork or concrete and pointing in mastic.
Aluminium Curtain Wall
F | Multiple panel aluminium curtain walling to suite structural opening as in design | 113 | m2 |  | 0
Aluminium casement
G | Multiple panel aluminium casement windows to suite structural opening size 1800x1800mm high overall | 8 | nr |  | 0
|  | To collection : |  |  | 0
A | Multiple panel aluminium casement windows to suite structural opening size 1500x1800mm high overall | 1 | nr |  | 0
B | Multiple panel aluminium casement windows to suite structural opening size 1200x1800mm high overall | 21 | nr |  | 0
C | Multiple panel aluminium casement windows to suite structural opening size 900x1800mm high overall | 5 | nr |  | 0
D | Multiple panel aluminium casement windows to suite structural opening size 600x1800mm high overall | 8 | nr |  | 0
L20 TIMBER DOORS/SHUTTERS/HATCHES
Doors in hardwood; selected for transparent finishings
flush doors
Prime decorative interior quality; solid core, single leaf; single swing; with 12.5mm thick laminated plywood facings; factory finish with hardwood lipping all edges and polished door frames
E | 900 x 2100mm high overall comprising 1nr 900x2100mm high single swing panels | 18 | nr |  | 0
F | 750 x 2100mm high overall comprising 1nr 750x2100mm high single swing panels | 8 | nr |  | 0
Purposed made cold rolled mild steel security doors in high strength steel frame swing door finished with seasoned wood complete with all fixing accessories and including all necessary ironmongery, cutting and pinning lugs to blockwork or concrete
Steel Entrance door
G | Steel door to suite opening size 1500 x 2400mm high overall | 2 | nr |  | 0
H | Steel door to suite opening size 1200 x 2100mm high overall | 9 | nr |  | 0
J | Steel escape door to suite opening size 1200 x 2100mm high overall | 2 | nr |  | 0
|  | To collection : |  |  | 0
Collection
WINDOWS AND DOORS
|  |  |  | Page 3/12 | 0
|  |  |  | Page 3/13 | 0
|  | To Ren. of existg bld collection : |  |  | 0
MECHANICAL INSTALLATIONS
R11 FOUL DRAINAGE ABOVE GROUND
Nature and location of the work
The work in this section comprises
(i.) Drainage and Cold water pipe work and sanitary installations, fire fighting and ventilation installation and water fountain. (ii) The Contractor is hereby refered to Mechanical drawings for details and scope of work.
A | Allow a Provisional Sum of N1,000,000.00 (One Million Naira Only) for the provision and installation of all Hot Cold water piping as may be directed |  | item |  | 1000000
N13 Sanitary Fittings
"Twyfort" or other approved vitreous China sanitary fittings in approved colour including assembling all component parts, and making all necessary watertight joints in accordance with the manufacturers instructions, cleaning and leaving in sound mechanical working order on completion (joints to service and waste measured separately)
B | Low level W.C suite comprising vitreous china pan and "S" trap complete with double flap plastic ring seats with rubber buffers, vitreous china flushing cistern 9 litres capacity with concealed brackets, including flush bend and indian rubber cone connector including plugging and screwing cistern to wall | 8 | nr |  | 0
C | 1870 x 450mm white vitreous china consisting of 2nr 600x450 bowl wash hand basin complete with plug, chain and stay with 12mm chromium plated waste fitting and cladded on granite top and 2nr pairs of cantilever brackets cut and pinned to tiled wall. | 8 | nr |  | 0
|  | To collection : |  |  | 1000000
A | Stainless steel sink with double bowl and double drainer size 2000 x 732mm with chromium plated waste and combined overflow chain and plug, including pair of chromium plated high neck pillar taps and fitting on units or accessories | 1 | nr |  | 0
B | ROSE BUD 6mm silver glass mirror 450x600mm high with chromium plated dome headed screws and polythene buffers. | 8 | nr |  | 0
C | 150 x 150mm white vitreous China recessed toilet roll holder and built into blockwork. | 8 | nr |  | 0
D | Floor drain; stainless steel; mounted flush with floor finish; with galvanised wire strainer and 50mm low level S-Trap | 9 | nr |  | 0
|  | To collection : |  |  | 0
Collection
MECHANICAL INSTALLATIONS
|  |  |  | Page 3/15 | 1000000
|  |  |  | Page 3/16 | 0
|  | To Ren. of existg bld collection : |  |  | 1000000
ELECTRICAL INSTALLATIONS
V:ELECTRICAL SUPPLY/POWER/LIGHTING
INFORMATION
Nature and location of the work
The work in this section comprises
(i) Installation of all work within internal and external faces of building, up to and including distribution boards, cables, light fittings, airconditioners, extractor fans, fire alarms, closed circuit television and communication installations together with associated wiring, conduiting and wall switches. (ii) The description of the measured items are not necessarily fully comprehensive but are intended to indicate the particular item of work concerned. The price for the works allow for conduits, wiring, earthing connection etc. to ensure that the Electrical Installation functions in such a manner as to satisfy all the statutory, regulations of Nigeria and the relevant local government institutions and professional bodies. (iii) The rates set against each items are to be for materials or good manufactured, tested, insurred and delivered to site, connected up, pointed and put into commission.
(iv) The rates for fittings are to include for all fixing in any position and at any height and connecting to wiring. (v) All specifications wiring, fitting etc, are in compliance with the Engineer's requirements. (vi) Prime cost and provisional sums are to be expended at the discretions of the Architect where necessary.
Electrical Works Generally
A | Allow a Provisional Sum of N6,150,000.00 (Six Million One Hundred And Fifty Thousand Naira Only) for the provision and installation of all electrical fittings, accessories, conduit and cabling as may be directed |  | sum |  | 6150000
|  | To Ren. of existg bld collection : |  |  | 6150000
FITTING AND FIXTURES
FURNITURE/EQUIPMENT
INFORMATION
Nature and location of the work
The work in this section comprises
(i.) joinery and associated works. (ii.) Mild steel balcony railings. (iii.) The Contractor is however referred to Architect's details and scope of work
Supply and fix
Kitchen cabinets
A | Allow a provisional sum of N500,000.00 (Five Hundred Naira Only) for the provision of 1nr overall high quality kitchen cabinets comprising 1nr floor wall mounted to be expended as may be directed by the Architect |  | sum |  | 500000
B | Allow a provisional sum of N500,000.00 (Five Hundred Naira Only) for the provision of ladder for access to roof slab to be expended as may be directed by the Architect |  | sum |  | 500000
|  | To Ren. of existg bld collection : |  |  | 1000000
FLOOR FINISHING
SURFACE FINISHES
INFORMATION
Nature and location of the work
The work in this section comprises
(i) Floor finishings with and other associated works (ii) The Contractor is hereby referred to the various Architect's location drawings and schedule of finishing in relation to this section for the nature and content of the work to be executed.
M10: SAND CEMENT/ CONCRETE/ SCREEDS/TOPPINGS
Mortar, cement and sand (1:4)
42mm work to floors on concrete base; one coat; screeded
A | level and to falls only not exceeding 15 degrees from horizontal to receive unglazed vitrified tiles | 630 | m2 |  | 0
38mm work to floors on concrete base; one coat; screeded
B | level and to falls only not exceeding 15 degrees from horizontal to receive glazed granite tiles | 585 | m2 |  | 0
|  | To collection : |  |  | 0
12mm work to skirting on wall
A | height 100mm | 548 | m |  | 0
M40: VITRIFIED TILING
Unglazed vitrified floor tiles; 3 joints systematic layout, bedding in 10mm cement mortar (1:3); including pointing.
300mm x 300mm x 8mm thick to floors on cement and sand base; level to falls only not exceeding 15 degrees from horizontal
B | patterned; over 300mm wide | 45 | m2 |  | 0
Glazed granite floor tiles; 3 joints systematic layout, bedding in 10mm cement mortar (1:3); including pointing.
600mm x 300mm x 12mm thick to floors on cement and sand base; level to falls only not exceeding 15 degrees from horizontal
C | patterned; over 300mm wide | 585 | m2 |  | 0
Raised Floors
D | Raised floor panel hardwood dowel on perimeter pedestal spaced at 600mm c/c | 80 | m2 |  | 0
|  | To collection : |  |  | 0
Collection
FLOOR FINISHING
|  |  |  | Page 3/19 | 0
|  |  |  | Page 3/20 | 0
|  | To Ren. of existg bld collection : |  |  | 0
WALL FINISHING
SURFACE FINISHES
INFORMATION
Nature and location of the work
The work in this section comprises
(i) Walls finishings with and including other associated works but excluding painting which is measured in a separate element. (ii) The Contractor is hereby referred to the various Architect's location drawings in relation to this section for the nature and content of the work to be executed.
M20: PLASTERED/RENDERED
Mortar, cement and sand (1:4); steel trowelled
12mm work to walls on concrete base or blockwork
A | width exceeding 300mm | 924 | m2 |  | 0
B | width not exceeding 300mm | 773 | m |  | 0
M40: CERAMIC TILING
Glazed Ceramic tiles, B.S.6431, glazed; 2 joints, symmetrical layout; fixing with adhesive or cement mortar, grouting with matching cement grout
200mm x 300mm x 6mm units to walls on sand and cement base
C | patterned, width exceeding 300mm | 360 | m2 |  | 0
D | width not exceeding 300mm | 209 | m |  | 0
Raised floor
skirtings
E | height 100mm; 20mm thick water resistant plywood | 44 | m | 0 | 0
|  | To collection : |  |  | 0
EXTERNAL WORK
Mortar, cement and sand (1:4); steel trowelled
12mm work to walls on concrete base or blockwork
B | width exceeding 300mm | 496 | m2 |  | 0
C | width not exceeding 300mm | 298 | m |  | 0
|  | To collection : |  |  | 0
Collection
WALL FINISHING
|  |  |  | Page 3/21 | 0
|  |  |  | Page 3/22 | 0
|  | To Ren. of existg bld collection : |  |  | 0
CEILING FINISHING
INFORMATION
Nature and location of the work
The work in this section comprises
(i) Ceiling finishings with and including other associated works but excluding painting which is measured in a separate Element (ii) The Contractor is hereby referred to the various Architect's location drawings in relation to this section for the nature and content of the work to be executed.
SURFACE FINISHES
K13 RIGID SHEET LINNING/COVERING
High quality plaster of paris; 12.5mm thick secrete fixing with screws or other approved method; filling fixing holes and joints with plaster
Ornamental ceilings
A | over 300mm wide; internal; as architectural details | 630 | m2 |  | 0
Acoustic Suspended linings; exposed grid system comprising 15mm white galvanized steel grid at 600mm centres both ways suspended on concertina wire fixed with galvanized screws and bays filled with white Owacoustic Mavroc contoraedge or other approved tiles
|  | To Ren. of existg bld collection : |  |  | 0
PAINTING AND DECORATIONS
SURFACE FINISHES
INFORMATION
Nature and location of the work
The work in this section comprises
(i.) Painting and decorations on new works. (ii.) The Contractor is however referred to Architect's details and location drawings for the details and scope of the works to be executed in this section.
M60: PAINTING/CLEAR FINISHING
Prepare and apply standard coat of plaster of paris floating to:
Cement rendered general surfaces
A | girth exceeding 300mm; wall internally | 1842 | m2 |  | 0
Prepare and apply standard coat of emulsion paint.
Floated P.O.P rendered general surfaces
B | girth exceeding 300mm; wall internally | 1842 | m2 |  | 0
C | isolated surfaces, girth not exceeding 150mm; reveals and likes | 607 | m |  | 0
|  | To Ren. of existg bld collection : |  |  | 0
|  |  |  | % of Total | Elemental Cost
RENOVATION OF EXISTING BUILDING COLLECTION
| DEMOLITION AND ALTERATION |  |  |  | 0
| SUBSTRUCTURE |  |  |  | 0
| FRAMES AND UPPER FLOORS |  |  |  | 0
| ROOF CONSTRUCTION AND ROOF COVERING |  |  |  | 1300000
| EXTERNAL AND INTERNAL WALLS |  |  |  | 0
| WINDOWS AND DOORS |  |  |  | 0
| PLUMBING AND MECHANICAL INSTALLATIONS |  |  |  | 1000000
| ELECTRICAL INSTALLATIONS |  |  |  | 6150000
| FITTING AND FIXTURES |  |  |  | 1000000
| FLOOR FINISHING |  |  |  | 0
| WALL FINISHING |  |  |  | 0
| CEILING FINISHING |  |  |  | 0
| PAINTING AND DECORATIONS |  |  |  | 0
| To GENERAL SUMMARY |  |  |  | 9450000

## GATE HOUSE - BILL NR 4
No | Item Description | Qty | Unit | Rate | Amount
BILL NR. 4 - GATE HOUSE
SUBSTRUCTURE
GROUNDWORK
INFORMATION [All Provisional]
Nature and location of the work
The work in this section comprises:
(i) Excavations, trenches, pits and the likes, concrete work, waterproofing, earth filling, and all other ancillary works associated with strip/pad foundation up to and including ground floor slab. (ii) All concrete works are provisional quantities in this section
D20: EXCAVATING AND FILLING
Excavating
Top soil for preservation
A | average 150mm deep | 21 | m2 |  | 0
Trenches width exceeding 300mm
B | maximum depth not exceeding 150mm; commencing surface 1000mm below existing ground level | 17 | m3 |  | 0
Disposal of excavated material
C | off site | 9 | m3 |  | 0
|  | To collection : |  |  | 0
Excavated material arising from excavation
Filling to excavation
A | average thickness exceeding 0.25m | 8 | m3 |  | 0
Selected excavated laterite material obtained from offsite borrow pits
Filling to excavation; depositing in layers 150mm maximum thickness
B | average thickness exceeding 250mm | 8 | m3 |  | 0
Hardcore to be obtained from off-site;
Filling to make up levels; depositing in layers 150mm maximum thickness
C | average thickness not exceeding 150mm | 5 | m3 |  | 0
Termite treatmment
D | dieldrex 20" or other equal and approved anti-termite solution to sides and bottom of excavtions | 62 | m2 |  | 0
E IN - SITU CONCRETE
E10: MIXING/ CASTING/ CURING/ IN-SITU CONCRETE
Plain in-situ concrete; B.S.5328, ordinary prescribed mix C15P, 20 aggregate blinding
Isolated foundations; bases and foundations
E | not exceeding 150mm thick; poured on earth surfaces | 1 | m3 |  | 0
Reinforced in-situ concrete; B.S.5328, designed mix C20, 20 aggregate, minimum cement content 310 kg/m3; vibrated
Isolated foundations; poured on blinding
F | generally; 150 - 450mm thick | 3 | m3 |  | 0
|  | To collection : |  |  | 0
Beds
A | ground slabs/steps; thickness 150-450mm thick | 3 | m3 |  | 0
E20: FORMWORK FOR IN-SITU CONCRETE
Sawn formwork to:
Sides and edges of beds : plain vertical.
B | ground slabs/steps; height not exceeding 250mm | 17 | m |  | 0
Reinforcement fabric; B.S.4483, hard drawn plain round steel; welded
Reference A192, weight 2.22kg/m2 measured net with minimum 300mm side laps; 300mm end laps
C | 1 layer; laid generally | 17 | m2 |  | 0
MASONRY
F10: BLOCK WALLING
Sandcrete hollow blockwork, bedded and jointed in cement and sand mortar (1:4)
Walls; filled solid with concrete grade 15
D | 230mm thick; stretcher bond | 22 | m2 |  | 0
BUILDING FABRIC SUNDRIES
P10: SUNDRY INSULATION/PROOFING WORK/ FIRE STOPS
Polythene sheeting, Visqueen 1000 gauge; 50mm thick welted lapped joints
Plain areas
E | horizontal; laid loose | 17 | m2 |  | 0
|  | To collection : |  |  | 0
Collection
SUBSTRUCTURE.
|  |  |  | Page 4/1 | 0
|  |  |  | Page 4/2 | 0
|  |  |  | Page 4/3 | 0
|  | To Gate House collection : |  |  | 0
ROOF AND ROOF COVERING
E IN - SITU CONCRETE
INFORMATION
Nature and location of the work
The work in this section comprises
(i.) Reinforced concrete roof beams, structural timber works, aluminium roof covering and associated works. (ii) All concrete work are provisional quantities in this section (iii.) The Contractor is however referred to Architect's and Structural Engineer's drawing for the scope of work.
E10: MIXING/ CASTING/ CURING/ IN-SITU CONCRETE
Reinforced in-situ concrete; B.S.5328, designed mix C20, 20 aggregate, minimum cement content 310 kg/m3; vibrated
Beams; roof beams
A | not exceeding 300mm deep | 1 | m3 |  | 0
Concrete fascia
B | thickness not exceeding 150mm | 2 | m3 |  | 0
E20: FORMWORK FOR IN-SITU CONCRETE
Sawn formwork to:
Beam; plain vertical
C | roof beams | 8 | m2 |  | 0
Sides of concrete fascia;
D | irregular shaped | 21 | m2 |  | 0
|  | To collection : |  |  | 0
E30: REINFORCEMENT FOR IN-SITU CONCRETE
Reinforcement bars; B.S.4449, hot rolled deformed high yield steel
Straight and bent
12mm diameter
A | in roof beams | 0.06 | t |  | 0
B | in concrete fascia | 0.08 | t |  | 0
Links
10mm diameter
C | in roof beams | 0.06 | t |  | 0
D | in roof concrete fascia | 0.07 | t |  | 0
STRUCTURAL/CARCASSING METAL/TIMBER
G20: CARPENTRY/ TIMBER FRAMING/ FIRST FIXING
All hardwood are to be treated with Solignum or approved anti termite solution.
Hardwood, wrot
50 x 150mm
E | tie beam | 28 | m |  | 0
F | Rafters | 65 | m |  | 0
50 x 100mm
G | strutts / braces | 144 | m |  | 0
50 x 75mm
H | purlins | 103 | m |  | 0
|  | To collection : |  |  | 0
CLADDING/COVERING
CLADDING/COVERING
H72: ALUMINIUM STRIP SHEET P.U. SANDWHICH COVERINGS/ FLASHINGS
Natural soffits and coloured top stepped [as approved by Architect]: 0.7 double lapping insulated PU roof coverings; fixing to wood purlins with fixing screws; 200 end laps and one or two corrugation side laps.
A | pitch not exceeding 15 degrees | 32 | m2 |  | 0
Cappings; ridge; horizontal
B | 600mm girth | 19 | m |  | 0
|  | To collection : |  |  | 0
Collection
ROOF AND ROOF COVERING
|  |  |  | Page 4/4 | 0
|  |  |  | Page 4/5 | 0
|  |  |  | Page 4/6 | 0
|  | To Gate House collection : |  |  | 0
EXTERNAL AND INTERNAL WALLS
INFORMATION
Nature and location of the work
The work in this section comprises
(i) The erection of hollow sandcrete block walls, reinforced concrete lintels. (ii) The Contractor is however referred to Architect's and Structural Engineer's drawings for details and scope of the scope of work
E IN - SITU CONCRETE
E10: MIXING/ CASTING/ CURING/ IN-SITU CONCRETE
Reinforced in-situ concrete; B.S.5328, designed mix C20, 20 aggregate, minimum cement content 310 kg/m3; vibrated
Lintel
A | generally | 1 | m3 |  | 0
E20: FORMWORK FOR IN-SITU CONCRETE
Sawn formwork to:
Lintel: sides and soffit.
B | size: 230 x 230mm regular shaped rectangle | 8 | m2 |  | 0
E30: REINFORCEMENT FOR IN-SITU CONCRETE
Reinforcement bars; B.S.4449, hot rolled deformed high yield steel
Straight and bent
in lintel
C | 12mm diameter | 0.04 | t |  | 0
Links
D | 10mm diameter | 0.03 | t |  | 0
|  | To collection : |  |  | 0
MASONRY
F10: BLOCK WALLING
Sandcrete hollow blockwork, bedded and jointed in (1:4) cement and sand mortar
Walls
A | 230mm thick; stretcher bond; regular | 54 | m2 |  | 0
|  | To collection : |  |  | 0
Collection
EXTERNAL AND INTERNAL WALLS
|  |  |  | Page 4/7 | 0
|  |  |  | Page 4/8 | 0
|  | To Gate House collection : |  |  | 0
L WINDOWS AND DOORS
INFORMATION
Nature and location of the work
The work in this section comprises
(i) Timber flush door and steel frames, anodised aluminium doors and windows. (ii) The contractor is however referred to the Architectural doors and windows schedule for details and scope of work.
L10: WINDOWS
Burglar proofing comprising of hollow section steel pipes; one coat red oxide before fixing and painting with black gloss
Composite steel burglar bar fixed screen panel units fixed to structural window opening; comprising 25x25mm hollow section pipes diagonally fixed both ways and fixed to 50 x 50mm comprising hollow section framing with and including priming with red oxide paint and finished in appropriate gloss paint.
A | 1200 x 600mm overall; fixing to masonry | 1 | nr |  | 0
B | 1800 x 1200mm overall; fixing to masonry | 1 | nr |  | 0
|  | To collection : |  |  | 0
L11 ALUMINIUM WINDOWS
SUPPLY AND FIX the following Aluminium or approved equal best quality purpose made bronze anodized aluminium windows and fixed light complete with, standard frames with laminated 5mm thick reflective glass and locking handle with and including cutting and pinning lugs to blockwork or concrete and pointing in mastic.
Aluminium Sliding
A | Multiple panel aluminium sliding windows to suite structural opening size 1200x600mm high overall | 1 | nr |  | 0
B | Multiple panel aluminium sliding windows to suite structural opening size 1800x1200mm high overall | 1 | nr |  | 0
L20 TIMBER DOORS/SHUTTERS/HATCHES
Doors in hardwood; selected for transparent finishings
High quality flush doors
Prime decorative interior quality; solid core, single leaf; single swing; with 12.5mm thick laminated plywood facings; factory finish with hardwood lipping all edges and polished door frames and all sprayed with approved quality varnish paint
C | 750 x 2100mm high overall comprising 1nr 750x2100mm high single swing panels | 1 | nr |  | 0
L21 METAL DOORS/SHUTTERS/HATCHES
Purposed made cold rolled mild steel security doors in high strength steel frame swing door finished with seasoned wood complete with all fixing accessories and including all necessary ironmongery, cutting and pinning lugs to blockwork or concrete
Steel door
D | Steel door to suite opening size 900 x 2100mm high overall | 1 | nr |  | 0
|  | To collection : |  |  | 0
Collection
WINDOWS AND DOORS
|  |  |  | Page 4/9 | 0
|  |  |  | Page 4/10 | 0
|  | To Gate House collection : |  |  | 0
MECHANICAL INSTALLATIONS
INFORMATION
Nature and location of the work
The work in this section comprises
(i.) Sanitary, Drainage and water supply installations, Mechanical services. (ii) The contractor is hereby reffered to the Mechanical Services drawing for further details
N13 Sanitary Fittings
"Twyfort" or other approved vitreous China sanitary fittings in approved colour including assembling all component parts, and making all necessary watertight joints in accordance with the manufacturers instructions, cleaning and leaving in sound mechanical working order on completion (joints to service and waste measured separately)
A | Low level W.C suite comprising vitreous china pan and "S" trap complete with double flap plastic ring seats with rubber buffers, vitreous china flushing cistern 9 litres capacity with concealed brackets, including flush bend and indian rubber cone connector including plugging and screwing cistern to wall | 1 | nr |  | 0
B | 600 x 450mm white vitreous china wash hand basin complete with plug, heavy gauge mixers, chain and stay with 12mm chromium plated waste fitting and pair of cantilever brackets cut and pinned to tiled wall. | 1 | nr |  | 0
C | 150 x 150mm white vitreous China recessed toilet roll holder and built into blockwork. | 1 | nr |  | 0
D | Floor drain; stainless steel; mounted flush with floor finish; with galvanised wire strainer and 50mm low level S-Trap | 1 | nr |  | 0
Mirrors
E | ROSE BUD 6mm silver glass mirror 600x450mm high with chromium plated dome headed screws and polythene buffers. | 1 | nr |  | 0
|  | To collection : |  |  | 0
A | Allow a provisional sum of N60,000.00 for the piping of; Air Conditioning, Foul Drainage above ground, Foul Drainage below ground,(Cold and Hot Water supply to be pipe with RIFENG PIPE ). Sum to be expended as directed by engineer and as may be re-measured by the Quantity Surveyors. |  |  |  | 0
|  | To collection : |  |  | 0
Collection
MECHANICAL INSTALLATIONS
|  |  |  | Page 4/12 | 0
|  |  |  | Page 4/13 | 0
|  | To Gate House collection : |  |  | 0
ELECTRICAL INSTALLATONS
V:ELECTRICAL SUPPLY/POWER/LIGHTING
INFORMATION
Nature and location of the work
The work in this section comprises
(i) Installation of all work within internal and external faces of building, up to and including distribution boards, cables, light fittings, airconditioners, extractor fans, fire alarms, closed circuit television and communication installations together with associated wiring, conduiting and wall switches. (ii) The description of the measured items are not necessarily fully comprehensive but are intended to indicate the particular item of work concerned. The price for the works allow for conduits, wiring, earthing connection etc. to ensure that the Electrical Installation functions in such a manner as to satisfy all the statutory, regulations of Nigeria and the relevant local government institutions and professional bodies. (iii) The rates set against each items are to be for materials or good manufactured, tested, insurred and delivered to site, connected up, pointed and put into commission.
(iv) The rates for fittings are to include for all fixing in any position and at any height and connecting to wiring. (v) All specifications wiring, fitting etc, are in compliance with the Engineer's requirements. (vi) Prime cost and provisional sums are to be expended at the discretions of the Architect where necessary.
To collection :
V20 LV DISTRIBUTION
DISTRIBUTION BOARDS
Metal clad miniature circuit breaker distribution boards; flush wall mounted; stove enamelled sheet steel case and cover with hinged access panel
A | 60Amps TP&N mixed capacity MCB type distribution board with integral isolator (MEM) | 1 | nr |  | 0
Earth leakage circuit breakers; flush wall mounted; stove enamelled sheet steel case and cover; with manual on/off override switch and test botton
B | 60A TP&N ELCB | 1 | nr |  | 0
PVC; PVC conduit pipe and accessories in wall or concrete including cutting and making good
Conduits
C | 25mm diameter | 8 | m |  | 0
HV/LV CABLES AND WIRING
Cables (Nocaco kabel metal or Nigerchin)
Cables; copper; PVC insulated and colour coded; in 150mm uPVC pipe (measured separately) in trenches; rate to include for cable connections, cable joints, cable termination glands and all other cable accessories and ancillaries deemed necessary for a complete installation
D | 4c x 10mm2 1 core pvc/swa/pvc | 25 | m |  | 0
E | 1c x 2.5mm2 1 core pvc/swa/pvc | 9 | m |  | 0
V21 GENERAL LIGHTING
Light fittings; ABB or approved equivalent; with specified rated lamps; insulated locations as indicated in electrical drawings; complete with conduit boxes, patresses, roses, flexible cords, starters, chokes, capacitors, lampholders, conduit or chain suspension and all other fittings, accessories and ancillaries necessary for a complete installation.
F | 2x40W; 1200mm long newclime flourescent fitting complete with all accessories surface mounted to ceiling | 5 | nr |  | 0
|  | To collection : |  |  | 0
A | 1x60W ceiling mounted screwneck fitting | 1 | nr |  | 0
B | 1x100W wall bracket bulkhead fitting for use as security light | 6 | nr |  | 0
Mechanical ventilation equipment; complete with control gear; including 0.75mm2 3-core white PVC sheathed and insulated copper cable and mounting equipment
C | Newclime ceiling fan complete with 5 speed regulator | 2 | nr |  | 0
D | packaged extract fans; Xpeliar reference GXC-6; 300mm diameter; duty 250m3 per hour with adjustable louvre shutters; recess mounted in walls | 1 | nr |  | 0
ACCESSORIES FOR ELECTRICAL SERVICES
Plate lighting switches; ABB or approved equivalent; single pole; flush mounted; shuttered whiteplastic cover; galvanized mild steel knock-out box
E | 10A, one - gang, one - way, plate switch. | 1 | nr |  | 0
F | 10A, three - gang, one - way, plate switch. | 1 | nr |  | 0
CONDUIT AND CABLE TRUNKING
Cable and conduits in final circuits; radial main circuits; pvc insulated and colour coded cable to BS 6004 table 1A; drawn into and including 25mm diameter heavy gauge upvc conduit; rate to for all cables and ancillaries deemed necessary for complete installation
3nr single core 1.50mm2 cables
G | 7nr lighting points and 2nr switch points | 1 | nr |  | 0
H | 5nr lighting points and 2nr switch points | 1 | nr |  | 0
|  | To collection : |  |  | 0
Power accessories; ABB or approved equivalent; flush mounted; shuttered whiteplastic cover; galvanized mild steel knock-out box fitted with brass earth terminal
A | 13A, single socket outlet plate switch | 4 | nr |  | 0
communication accessories; ABB or approved equivalent; flush mounted; shuttered whiteplastic cover; galvanized mild steel knock-out box fitted with brass earth terminal icluding coaxial cable of approved specification
B | single jack telephone socket | 2 | nr |  | 0
C | single TV coaxial socket outlet | 1 | nr |  | 0
CONDUIT AND CABLE TRUNKING
Cable and conduits in final circuits; radial main circuits; pvc insulated and colour coded cable to BS 6004 table 1A; drawn into and including 25mm diameter heavy gauge upvc conduit; rate to for all cables and ancillaries deemed necessary for complete installation
3nr single core 2.50mm2 cables
D | 4nr 13A switch socket outlet | 1 | nr |  | 0
SPECIALIST WORKS
E | Allow for the provision and complete installation of access control system to gate house in accordance with the Engineer’s specification |  | lot |  | 0
Y51 TESTING AND COMMISSIONING
F | Testing the entire installation in accordance with the Engineer’s specification |  | item |  | 0
|  | To collection : |  |  | 0
Collection
ELECTRICAL INSTALLATIONS
|  |  |  | Page 4/14 | 0
|  |  |  | Page 4/15 | 0
|  |  |  | Page 4/16 | 0
|  |  |  | Page 4/17 | 0
|  | To Gate House collection : |  |  | 0
FLOOR FINISHING
SURFACE FINISHES
INFORMATION
Nature and location of the work
The work in this section comprises
(i) Floor finishings with and other associated works (ii) The Contractor is hereby referred to the various Architect's location drawings and schedule of finishing in relation to this section for the nature and content of the work to be executed.
M10: SAND CEMENT/ CONCRETE/ SCREEDS/TOPPINGS
Mortar, cement and sand (1:4)
50mm work to floors on concrete base; one coat; screeded
A | level and to falls only not exceeding 15 degrees from horizontal trowelled smooth on completion | 17 | m2 |  | 0
|  | To Gate House collection : |  |  | 0
WALL FINISHING
SURFACE FINISHES
INFORMATION
Nature and location of the work
The work in this section comprises
(i) Walls finishings with and including other associated works but excluding painting which is measured in a separate element. (ii) The Contractor is hereby referred to the various Architect's location drawings in relation to this section for the nature and content of the work to be executed.
M20: PLASTERED/RENDERED
Mortar, cement and sand (1:4); steel trowelled
12mm work to walls on concrete base or blockwork
A | width exceeding 300mm | 62 | m2 |  | 0
B | width not exceeding 300mm | 20 | m |  | 0
EXTERNAL WORK
Mortar, cement and sand (1:4); steel trowelled
12mm work to walls on concrete base or blockwork
C | width exceeding 300mm | 62 | m2 |  | 0
D | width not exceeding 300mm | 15 | m |  | 0
|  | To Gate House collection : |  |  | 0
CEILING FINISHING
INFORMATION
Nature and location of the work
The work in this section comprises
(i) Ceiling finishings with and including other associated works but excluding painting which is measured in a separate Element (ii) The Contractor is hereby referred to the various Architect's location drawings in relation to this section for the nature and content of the work to be executed.
SURFACE FINISHES
CARCASSING METAL/TIMBER
G20: CARPENTRY/TIMBER FRAMING/FIRST FIXING
All hardwood are to be treated with Solignum or approved anti termite solution.
Hardwood, wrot
50 x 50mm
A | noggins; internally | 67 | m |  | 0
K13 RIGID SHEET LINNING/COVERING
High quality plaster of paris; 12.5mm thick secrete fixing with screws or other approved method; filling fixing holes and joints with plaster
Ornamental ceilings
B | over 300mm wide; internal; as architectural details | 16 | m2 |  | 0
Mouldings
C | cornices not exceeding 300mm wide; internal; as architectural details | 20 | m |  | 0
|  | To Gate House collection : |  |  | 0
PAINTING AND DECORATONS
SURFACE FINISHES
INFORMATION
Nature and location of the work
The work in this section comprises
(i.) Painting and decorations on new works. (ii.) The Contractor is however referred to Architect's details and location drawings for the details and scope of the works to be executed in this section.
M60: PAINTING/CLEAR FINISHING
Prepare and apply standard coat of plaster of paris floating to:
Cement rendered general surfaces
A | girth exceeding 300mm; wall internally | 62 | m2 |  | 0
Prepare and apply standard coat of emulsion paint.
Floated P.O.P rendered general surfaces
B | girth exceeding 300mm; wall internally | 62 | m2 |  | 0
C | isolated surfaces, girth not exceeding 150mm; reveals and likes | 20 | m |  | 0
SURFACE FINISHES (EXTERNALLY)
M60: PAINTING/CLEAR FINISHING
Prepare and apply standard coat of texcote paint.
Cement rendered general surfaces
D | girth exceeding 300mm; wall | 62 | m2 |  | 0
E | girth not exceeding 300mm | 15 | m |  | 0
|  | To Gate House collection : |  |  | 0
|  |  |  | % of Total | Elemental Cost
GATE HOUSE COLLECTION
| SUBSTRUCTURE |  |  |  | 0
| ROOF CONSTRUCTION AND ROOF COVERING |  |  |  | 0
| EXTERNAL AND INTERNAL WALLS |  |  |  | 0
| WINDOWS AND DOORS |  |  |  | 0
| PLUMBING AND MECHANICAL INSTALLATIONS |  |  |  | 0
| ELECTRCAL INSTALLATONS |  |  |  | 0
| FLOOR FINISHING |  |  |  | 0
| WALL FINISHING |  |  |  | 0
| CEILING FINISHING |  |  |  | 0
| PAINTING AND DECORATONS |  |  |  | 0
| ALLOW A PROVISIONAL SUM OF N3,000,000.00 (THREE MILLION NAIRA ONLY) FOR RENOVATION OF EXISTING GATE HOUSE TO BE EXPENDED AS MAY BE DIRECTED BY THE ARCHITECT |  |  |  | 3000000
| To GENERAL SUMMARY |  |  |  | 3000000

## EXT WORK - BILL NR 5
No | Item Description | Qty | Unit | Rate | Amount
BILL NR.5 - EXTERNAL WORKS
DEMOLITION AND ALTERATION WORK
All demolished item(s) are to remain property of Employer; except where instructed to be carted away
A | Carefully remove existing interlocks; including carting away; and make good work disturbed (Approximately 2070m2) |  | item |  | 0
B | Carefully remove existing kerbs and make good work disturbed; (Approximately 567m) |  | item |  | 0
D GROUND WORK
D20 EXCAVATING AND FILLING
Site Preparation
SITE CLEARANCE
A | Clear site of bushes, grasses, scrubs, under growth, cut down small trees and grub up roots and fill in voids with selected material arising from excavation and remove debris from site | 1497 | m2 |  | 0
Excavating
B | Topsoil for preservation 150mm average depth | 1497 | m2 |  | 0
C | To reduce levels 250mm maximum depth below 150mm existing ground level | 375 | m3 |  | 0
Disposal
D | Excavated material off site | 375 | m3 |  | 0
DRIVEWAYS; CAR PARK; PAVED AREA; WALK WAYS; AND KERBS
SITE PREAPARATION
PAVING/FENCING
Q10: KERBS
Excavating
Trenches width exceeding 0.30m
E | maximum depth not exceeding 1.00m | 544 | m |  | 0
F | curved; radius varies; maximum depth not exceeding 1.00m | 40 | m |  | 0
|  | To: collections : |  |  | 0
Precast concrete; standard or stock pattern units; B.S.7263; bedding, jointing and pointing in cement mortar (1:3); on plain in-situ concrete foundation; B.S.5328 ordinary prescribed mix C20P, 20 aggregate
Kerbs; rectangular section; 45 degree splayed type SP; concrete foundation and haunching; formwork
A | 750 x 350 x 150mm road way kerbs; 150 x 100mm foundation | 544 | m |  | 0
B | 750 x 350 x 150mm road way kerbs; 150 x 100mm foundation; curved varies radius | 40 | m |  | 0
Q20: GRANULAR SUB-BASES TO ROADS/PAVINGS
Excavation and Filling
C | Excavate from approved suitable laterite borrow pits, haul excavated materials, spread and compact to 100% B.S compaction in layers not exceeding 150mm thick to fill driveways and parking to receive sub-base | 455 | m3 |  | 0
D | Provide, haul spread and compact material at 100% B.S to a thickness of 150mm to receive sub-base in driveways and parkings with imported naturally occuring materials obtained from approved borrow pits to receive base course | 455 | m3 |  | 0
Q24: INTERLOCKING BRICK/BLOCK ROADS/ PAVINGS
Precast concrete paving slabs, B.S.7263, natural finish; symmetrical layout
To walk ways and pavings on sand, granular
E | 100 thick; level and to falls only; joints laid out to detail; to and including 150mm thick sharp sand bed | 3034 | m2 |  | 0
|  | To: collections : |  |  | 0
Q31: LANDSCAPING AND HORTICULTURAL
P.C. SUMS/PROVISIONAL SUMS/DAYWORKS
A54: PROVISIONAL WORK
Include the following Provisional Sums:-
For undefined work
B | Landscaping and horticulture |  | Sum |  | 0
(All to Architect's specification and approval)
A | 200mm Top soil prepared to receive manure | 2521 | m2 |  | 0
B | 200mm Thick manure soil filling and ready for planting | 2521 | m2 |  | 0
C | Prepare surfaces of vegetable soil by grading and weeding | 2521 | m2 |  | 0
D | Supply and plant grass and maintain until maturity | 2521 | m2 |  | 0
E | Supply and plant, and maintain to maturity special flowers not exceeding 600mm diameter to maturity | 120 | nr |  | 0
SURFACE FINISHES
M60: PAINTING/CLEAR FINISHING
Two coats full gloss finish
Kerbs;
F | isolated surfaces, girth not exceeding 300mm | 584 | m |  | 0
"vinoplast" [or other equal and approved] reflective car park division paint.
Car parking
G | 75mm wide | 170 | m |  | 0
H | Provide and install car shade with 203 x 203 I section columns and rafters, 2mm Z purlins and 0.7mm insulated roofing sheet to be executed complete as may be directed by the Architect | 15 | nr |  | 0
|  | To: collections : |  |  | 0
Collection
DRIVEWAYS; CAR PARK; PAVED AREA; WALK WAYS; AND KERBS
|  |  |  | Page 5/1 | 0
|  |  |  | Page 5/2 | 0
|  |  |  | Page 5/3 | 0
|  | To External Work Summary: |  |  | 0
FENCE WORK
DEMOLITION AND ALTERATION WORK
All demolished item(s) are to remain property of Employer; except where instructed to be carted away
A | Carefully remove existing fence at proposed expansion area; including carting away; and make good work disturbed (Approximately 52m) |  | item |  | 0
Q40: FENCING
B | Allow a Provisional Sum of N5,000,000.00 (Five Million Naira Only) for the provision and installation of approved new fence at expansion area to be executed complete as may be directed by the Architect |  | Sum |  | 5000000
Gates
Gates; B.S.4092 Part 1; mild steel; 75 x 75 hollow section edges framework; 75 x 75 middle rail; and wrought iron vertically positioned infilling at 100 centres; galvanised; including stops, catches and independent gate stays and other fixing a
C | Sliding gate; 5000 x 2430 high between columns; complete with rollers and all necessary accessories | 1 | nr |  | 0
D | Single leaves; one way opening; 900 x 2430 high between columns; hanging fittings, fastenings, slam plates, drop bolts and sockets; bolt through type fittings | 1 | nr |  | 0
|  | To External Work Summary: |  |  | 5000000
SOIL AND WASTE WATER DRAINAGE
DISPOSAL SYSTEMS
R12: DRAINAGE BELOW GROUND; MANHOLES 66NR
Excavating trenches
For pipes; not exceeding 100mm diameter nominal size
A | 500mm average depth; from 150mm below existing ground level; disposal of surplus materials off site; backfilling with selected excavated material as appropriate | 360 | m |  | 0
Pipes; straight; uPVC pressure waste pipes and fittings to BS 4660: 1989; push-fit jointed; in trenches
B | 100mm; waste pipes; in trenches; fixed to inspection chambers and manholes | 50 | m |  | 0
C | 150mm; waste pipes; in trenches; fixed to inspection chambers and manholes | 190 | m |  | 0
D | 200mm; waste pipes; in trenches; fixed to inspection chambers and manholes | 120 | m |  | 0
Manhole Constructed of 100mm plain in-situ concrete grade 20 bed and 150mm hollow sandcrete blockwork on sites and capped with 100mm reinforced concrete grade 25 cover reinforced with and including 12mm diameter mild steeel bar reinforcement at 150mm centre
E | size; 600 x 600 x 600 deep internally; with 600 x 600 reinforced concrete cover | 38 | nr |  | 0
F | Septic tank overall size4000mm x 2400mm x 1800mm deep complete with cover slabs. | 2 | nr |  | 0
G | Soakaway pit overall size 3000mm x 2400mm x 1800mm deep complete with cover slabs, | 2 | nr |  | 0
|  | To External Work Summary: |  |  | 0
WATER RETICULATION
P30 TRENCHES/PIPEWAYS/PITS FOR BURIED ENGINEERING SERVICES
Excavating trenches
For pipes; not exceeding 200mm diameter nominal size
A | 500mm average depth; from 150mm below existing ground level; disposal of surplus materials off site; backfilling with selected excavated material as appropriate | 260 | m |  | 0
S PIPED SUPPLY SYSTEMS
S10 COLD WATER
Borehole; Conduct geophysical survey to locate suitable borehol site
B | Borehole; mobilise, drill, develop and test borehole including installation of casings and screens | 1 | nr |  | 0
Equipment; Pullen, Ritz, Lowara or Saer submersible pump capable of producing adequate running pressure to overcome resistance of treatment plant cold water submersible pump meter and cable
Submersible pumps
C | pump with 10 cubic meter per hour capacity at 150 - 240 head with 15kw motor; complete with pump starter | 1 | nr |  | 0
D | Allow a Provisional Sum of N1,500,000.00 (One Million Five Hundred Thousand Naira Only) for the provision and installation of water treatment plant to executed complete as may be directed by the Architect | 1 | nr |  | 1500000
|  | To: collections : |  |  | 1500000
COLD WATER PIPE LINES
A | Allow a provisional sum of N2,000,000.00 for the piping of,(Cold Water supply to be piped with RIFENG PIPE ). Sum to be expended as directed by engineer and as may be re-measured by the Quantity Surveyors. |  |  |  | 2000000
General Pipeline Equipment
B | Equipment; supply, assemble and install, "Braithwaite" pressed steel ground water tank on reinforced concrete plinth including all necessary excavations and filling on all necessary surfaces; with a size of 5.00m x 5.00m x 3.00m high and a capacity of 75,000 litres as per detailed Engineer's drawings | 1 | nr |  | 0
C | 2.2kw duplicate transfer water booster pump with a pressure facilities and control starters complete in 1nr electrical duty and 1nr stand by diesel with auto on/off manual switch with pipe fittings and accessories (head=12m; 16litre/sec) | 2 | nr |  | 0
D | Sprinkler pumps with a pressure facilities and control starters complete with pipe fittings and accessories in pump room | 2 | nr |  | 0
E | Hose reel pumps with a pressure facilities and control starters complete with pipe fittings and accessories in pump room | 2 | nr |  | 0
F | 15kw Chilled water circulating pumps with a pressure facilities and control starters complete with pipe fittings and accessories in pump room | 3 | nr |  | 0
G | weatherproof control panel fabricated from heavy guage sheets; complete with starter with main fuse, contactor and over load transformer | 1 | nr |  | 0
|  | To: collections : |  |  | 2000000
PUBLIC UTILITY CONNECTION
A | Allow for all fees and charges payable for connection to public water mains; with 40mm diameter nominal size galvanized mild steel pipeline; price to include for water meter and 450x450x750mm (internal) deep valve and meter chamber |  | item |  | 0
|  | To: collections : |  |  | 0
Collection
WATER RETICULATION
|  |  |  | Page 5/6 | 1500000
|  |  |  | Page 5/7 | 2000000
|  |  |  | Page 5/8 | 0
|  | To External Work Summary: |  |  | 3500000
V ELECTRICAL SUPPLY/ POWER/ LIGHTING SYSTEMS
Equipment
PHCN Incomer and Termination
A | Allow for payment of all fees and charges for connection to electricity mains: 415V 50HZ three phase: including PHCN three phase meter, 60/80A fused cut-outs, cabling, overhead poles and all other equipment, accessories and ancillaries |  | item |  | 0
V10 ELECTRICITY GENERATION PLANT
Equipment; Power generation at low voltage using an engine with systems for combustion air filtration,ventilation, exhaust gas discharge and attenuation, fuel oil, lubrication oil, starting and control air and cooling water; CUMMINS power generating G-CNE series or other approved
Generation plant
B | generator output 500KVA; engine output 500KV; complete with accessories; including electrical interlock; as specified | 1 | nr |  | 0
C | generator output 200KVA; engine output 200KV; complete with accessories; including electrical interlock; as specified | 1 | nr |  | 0
D | allow for spare parts for 2,500 hour operating period; including supply of complete inventory of all the spare parts with the tender |  | item |  | 0
E | 16000 litre steel day tank; complete with supply and discharge facilities; 1800 high fabricated steel mast carrier; drain valve and vent pipe | 1 | nr |  | 0
Generator House
F | Allow a Provisional Sum of N1,500,000.00 (One Million Five Hundred Thousand Naira Only) for the maintenance of generator house to be executed complete as may be directed by the Architect |  | sum |  | 1500000
|  | To: collections : |  |  | 1500000
Equipment; 3-Phase column type step down transformer with magnetic core, free breathing as manufactured by FRANCE TRANSFOR, GEAFOL or IMMEF complete with control wiring, monitoring device, cable termination, sub-station earthing, protection and other operational facilities including civil works
Distribution Transformers
A | 500KVA; /11/0.415KV; 50Hz 3-phase outdoor transformer including 800A gate switch | 1 | nr |  | 0
B | 1000A; /11/0.415KV; 50Hz 3-phase outdoor feeder pillar | 1 | nr |  | 0
PVC; PVC pressure pipe to BS 4660
Underground PVC pipe sleeve
C | 100mm diameter; including trench excavation, backfilling and disposal | 195 | m |  | 0
Cross-linked polyethylene (XPLE) insulated cable; power cables as manufactured by NOCACO, KABEL METAL, NIGERCHIN or other approved
Drawn into 100mm Upvc pipe sleeve measured elsewhere
D | 3 x 1 core x 35 mm2 XLPE cables | 190 | m |  | 0
V41 STREET/AREA/FLOOD LIGHTING
Ancillaries
E | metal waterproof kiosk with locker containing distribution boards and earth leakage circuit breakers and all accessories for complete installation | 1 | nr |  | 0
|  | To: collections : |  |  | 0
Light fittings; ABB or approved equivalent; with specified rated lamps; insulated locations as indicated in electrical drawings; accessories and ancillaries necessary for a complete installation including lamp support and bases
A | 1 x 50w garden lamp IP65 1000mm total height | 15 | nr |  | 0
B | 100W greenvision led luminaire with thermal hardened flat glass 3.5m high post "philips" | 25 | nr |  | 0
PVC; PVC pressure pipe to BS 4660
Underground PVC pipe sleeve
C | 50mm diameter; including trench excavation, backfilling and disposal | 230 | m |  | 0
HV/LV CABLES AND WIRING
Pvc insulated flexible cables; copper as specified; colour coded, in pipes sleeves, trays and trunking (pipe sleeves, trays and trunking) (All provisional)
Drawn into 50mm upvc pipe sleeve measured elsewhere
D | 4 x 1 core x 95mm2 PVC/SWS/PVC cables | 50 | m |  | 0
E | 4 x 1 core x 50mm2 PVC/SWS/PVC cables | 60 | m |  | 0
F | 4 x 1 core x 1.5mm2 PVC/SWS/PVC cables | 120 | m |  | 0
|  | To: collections : |  |  | 0
Collection
ELECTRICAL INSTALLATION
|  |  |  | Page 5/9 | 1500000
|  |  |  | Page 5/10 | 0
|  |  |  | Page 5/11 | 0
|  | To EXTERNAL WORKS summary : |  |  | 1500000
External Works Summary
| DRIVEWAYS; CAR PARK; PAVED AREA; WALK WAYS; AND KERBS |  |  |  | 0
| FENCE |  |  |  | 5000000
| SOIL AND WASTE WATER DRAINAGE |  |  |  | 0
| WATER RETICULATION |  |  |  | 3500000
| ELECTRICAL INSTALLATIONS |  |  |  | 1500000
| To GENERAL SUMMARY : |  |  |  | 10000000

## ADDENDUM - BILL NR 6
No | Item Description | Qty | Unit | Rate | Amount
BILL NR.6 - ADDENDUM BILL
SOIL AND WASTE WATER DRAINAGE
DISPOSAL SYSTEMS (Page 5,external works)
H | Carefully relocate and block existing drainage around the building where neccesary; including carting away; and make good work disturbed (Approximately 22m) |  | item
SURFACE WATER DRAINAGE (App. 80m long)
GROUNDWORK
D20: EXCAVATING AND FILLING
Excavating
Trenches width exceeding 0.30m
J | maximum depth not exceeding 1.00m; commencing at existing ground level | 38 | m3
Disposal of excavated material
K | off site | 38 | m3
E IN - SITU CONCRETE
E10: MIXING/ CASTING/ CURING/ IN-SITU CONCRETE
Reinforced in-situ concrete; B.S.5328, designed mix C25, 25 aggregate, minimum cement content 390 kg/m3; vibrated
L | 100mm thick floor bed | 48 | m3
M | 100mm thick drain cover | 18 | m3
N | 75mm thick laid to slope from edges of walls to drain | 12 | m2
|  | To collection : |  |  | 0
E20: FORMWORK FOR IN-SITU CONCRETE
Sawn formwork to:
P | Soffit of cover drain | 182 | m2
Q | Edges of cover drain 100mm high | 456 | m
R | Sides of drainage walls | 192 | m2
E30: REINFORCEMENT FOR IN-SITU CONCRETE
Reinforcement bars; B.S.4449, hot rolled deformed high yield steel
Straight and bent
in drainage walls
S | 10mm diameter | 0.98 | t
in covers
T | 10mm diameter | 0.49 | t
|  | To collection : |  |  | 0
Collection
SOIL AND WASTE WATER DRAINAGE
|  |  |  | Page 6/1 | 0
|  |  |  | Page 6/2 | 0
|  | To Addendum Summary |  |  | 0
OVERHEAD TANK (page 7 COLD WATER SUPPLY item H )
A | Allow the sum of N4,000,000.00 (Four Million Naira Only) for relocation,improvement and maintenance of existing overhead tank as instructed by the Architects |  |  |  | 4000000
B | Allow the sum of N400,000.00 (Four Hundred Thousand Naira Only) for disassembling, breaking and carting away ground tank concrete base and relocation of Existing Ground Tank to Clients choosen location |  |  |  | 400000
C | Allow the sum of N100,000.00 (One Hundred Thousand Naira Only) for removal of existing Borehole to clients choosen location and filling up hole ready to receive new works |  |  |  | 100000
|  | To Addendum Summary |  |  | 4500000
% of Total
ADDENDUM SUMMARY
| SOIL AND WASTE WATER DRAINAGE |  |  |  | 0
| OVERHEAD TANK |  |  |  | 4500000
| To GENERAL SUMMARY |  |  |  | 4500000

## GEN SUM
GENERAL SUMMARY
S/N | DESCRIPTION | QTY | UNIT | RATE | AMOUNT
1 | BILL NR 1 : PRELIMINARIES |  |  |  | 500000
2 | BILL NR 2 : EXTENSION OF REGIONAL CONTROL CENTER |  |  |  | 6500000
3 | BILL NR 3 : RENOVATION OF EXISTING BUILDING |  |  |  | 9450000
4 | BILL NR 4 : GATE HOUSE |  |  |  | 3000000
5 | BILL NR 5 : EXTERNAL WORKS |  |  |  | 10000000
29450000
6 | BILL NR 6: ADDENDUM |  |  |  | 4500000
7 | VAT 7.5% |  |  |  | 2546250
| SUB-TOTAL |  |  |  | 36496250
GENERAL CONTINGENCIES
8 | Allow the sum of N20,000,000.00 (Twenty Million Naira Only) for unforeseen additional works in respect of the Entire Works to be expended as directed |  |  | 20000000 | 20000000
| TOTAL ESTIMATED PROJECT COST |  |  |  | 56496250
COMPLETION PERIOD: Within _______ Weeks of officially taking possession of Site
SIGNED BY THE SAID ____________________ _____________________
Name Signature
____________________
Designation
FOR AND ON BEHALF OF __________________________________________________
Name of Company